## Facility List - Extractor Detai
Text50 | Label130 | txtFilterCriteria | Text32 | txtPermittee | txtPermitNo | txtSiteAddr1 | ExtractorID | ExtractName | ExtractDesc | Manufacturer | InstallDate | RetireDate | TrapSize | TrapSizeUnits | TrapHeight | TrapHeightUnits | CleaningFreq | MandatoryInstall | Comments | DoGLim | UseDoG | DoSLim | UseDoS | PGLim | UsePG | PGFormula | PGCustomLim | UsePGCustom | PGCustomFormula
|  |  |  | 07 Pub | 2739 | 3516 Broadway, Broadway., 3516, Fort Wayne 46807
[7 empty] | EX200 | SIDEWAYS-FLOOR | Above Floor, grey plastic | PDI | 2017-05-02 |  | 35 | gal |  | in | Every 2 Weeks | Yes | Located in the basement under the kitchen. | 4 | Yes | 5 | Yes | 0.25 | No | ([DepOfGrease] + [DepOfSolids]) / ([DepOfGrease] + [DepOfSolids] + [DepOfWater]) | 0.25 | Yes | (([DepOfGrease] + [DepOfSolids]) / ([DepOfGrease] + [DepOfSolids] + [DepOfWater])) * 1.05
|  |  |  | 101 Inc. | 17821 | 4791 W 900 S, Pendleton 46064
|  |  |  | 14/69 Car Wash Supercenter | 9148 | 175 Grand National Dr., Grand National Dr., 175, Fort Wayne 46804
|  |  |  | 19th Hole | 2697 | 303 E. Tillman Rd., Tillman Rd., E., 303, Fort Wayne 46816
[7 empty] | EX999 | in-floor | In the basement above floor grease trap | Canplas |  |  | 20 | gpm |  | in | monthly | No |  | 4 | Yes | 5 | Yes | 0.25 | No | ([DepOfGrease] + [DepOfSolids]) / ([DepOfGrease] + [DepOfSolids] + [DepOfWater]) | 0.25 | Yes | (([DepOfGrease] + [DepOfSolids]) / ([DepOfGrease] + [DepOfSolids] + [DepOfWater])) * 1.05
|  |  |  | 2 Tom's Brewing Co. | 17610 | 3676 N. Wells St., Wells St., N., 3676, Fort Wayne 46808
[7 empty] | EX200 | ABOVE-FLOOR | Located to the right of the three compartment sink on the east wall above the floor. Grey metal | Zurn Industries, LLC | 2018-07-15 |  | 20 | gpm |  | in | Every 2 Weeks | No |  | 4 | Yes | 5 | Yes | 0.25 | No | ([DepOfGrease] + [DepOfSolids]) / ([DepOfGrease] + [DepOfSolids] + [DepOfWater]) | 0.25 | Yes | (([DepOfGrease] + [DepOfSolids]) / ([DepOfGrease] + [DepOfSolids] + [DepOfWater])) * 1.05
|  |  |  | 2020 Income Tax LLC - NonFSE | 2860 | 2002 S. Calhoun St., Calhoun St., S., 2002, Fort Wayne 46802
|  |  |  | 3 Rivers Soap Company - NonFSE | 17706 | 1935 E. State Blvd., State Blvd., E., 1935, Fort Wayne 46805
[7 empty] | EX600 |  | NO grease interceptor required - no cooking or food prep on-site |  |  |  |  | gal |  | in |  | No |  | 4 | Yes | 5 | Yes | 0.25 | No | ([DepOfGrease] + [DepOfSolids]) / ([DepOfGrease] + [DepOfSolids] + [DepOfWater]) | 0.25 | Yes | (([DepOfGrease] + [DepOfSolids]) / ([DepOfGrease] + [DepOfSolids] + [DepOfWater])) * 1.05
|  |  |  | 375 Donuts, Sweets and More | 3227 | 4382 Bluffton Rd., Bluffton Rd., 4382, Fort Wayne 46809
[7 empty] | EX200 | ABOVE-FLOOR | Located to the right of the three compartment sink, along north kitchen wall | Canplas |  |  | 20 | gpm |  | in | Monthly | No |  | 4 | Yes | 5 | Yes | 0.25 | No | ([DepOfGrease] + [DepOfSolids]) / ([DepOfGrease] + [DepOfSolids] + [DepOfWater]) | 0.25 | Yes | (([DepOfGrease] + [DepOfSolids]) / ([DepOfGrease] + [DepOfSolids] + [DepOfWater])) * 1.05
|  |  |  | 469 Sports and Spirits | HLR-147 | 1324 Minnick Rd, Fort Wayne 46803
|  |  |  | 800 Degrees | 10269 | 10020-F Lima Rd., Lima Rd., 10020-F, Fort Wayne 46818
[7 empty] | EX200 | ABOVE-FLOOR | Located left of the 3 compartment sink in the kitchen. Grey plastic, low profile. | Canplas |  |  | 20 | gpm |  | in | SemiAnnual | No | No label on grease trap so size is an estimate. | 4 | Yes | 5 | Yes | 0.25 | No | ([DepOfGrease] + [DepOfSolids]) / ([DepOfGrease] + [DepOfSolids] + [DepOfWater]) | 0.25 | Yes | (([DepOfGrease] + [DepOfSolids]) / ([DepOfGrease] + [DepOfSolids] + [DepOfWater])) * 1.05
[7 empty] | EX201 | ABOVE-FLOOR | Located to the left of the dishwasher, near back door. | BK Resources |  |  | 20 | gpm |  | in | Monthly | Yes |  | 4 | Yes | 5 | Yes | 0.25 | No | ([DepOfGrease] + [DepOfSolids]) / ([DepOfGrease] + [DepOfSolids] + [DepOfWater]) | 0.25 | Yes | (([DepOfGrease] + [DepOfSolids]) / ([DepOfGrease] + [DepOfSolids] + [DepOfWater])) * 1.05
|  |  |  | 800 Degrees Three Fires | 0255 | 5215 Illinois Rd., Ste. 101, Illinois Rd., 5215, Ste. 101, Fort Wayne 46804
[7 empty] | EX200 | IN-FLOOR | Located in kitchen floor | Unknown |  |  |  | gal |  | in |  | No |  | 4 | Yes | 5 | Yes | 0.25 | No | ([DepOfGrease] + [DepOfSolids]) / ([DepOfGrease] + [DepOfSolids] + [DepOfWater]) | 0.25 | Yes | (([DepOfGrease] + [DepOfSolids]) / ([DepOfGrease] + [DepOfSolids] + [DepOfWater])) * 1.05
|  |  |  | 816 Pint and Slice | 9161 | 816 S. Calhoun St., Calhoun St., S., 816, Fort Wayne 46802
[7 empty] | EX200 | ABOVE-FLOOR | Located along the N wall of kitchen left of 3 compartment sink | BK Resources |  |  | 10 | gpm |  | in | Monthly | No | 7/9/2020 inspection. | 4 | Yes | 5 | Yes | 0.25 | No | ([DepOfGrease] + [DepOfSolids]) / ([DepOfGrease] + [DepOfSolids] + [DepOfWater]) | 0.25 | Yes | (([DepOfGrease] + [DepOfSolids]) / ([DepOfGrease] + [DepOfSolids] + [DepOfWater])) * 1.05
|  |  |  | A & B Natural Foods Inc. | 9989 | 5960 W. Jefferson Blvd., Jefferson Blvd., W., 5960, Fort Wayne 46804
|  |  |  | A & N Concessions LLC | 17578 | 5429 Planeview Dr., Planeview Dr., 5429, Fort Wayne 46825
[7 empty] | EX200 | ABOVE-FLOOR | Located right of the 3 compartment sink, above the floor, along the north wall of the kitchen. | Schier Products | 2017-12-14 |  | 20 | gpm |  | in | Monthly | Yes |  | 4 | Yes | 5 | Yes | 0.25 | No | ([DepOfGrease] + [DepOfSolids]) / ([DepOfGrease] + [DepOfSolids] + [DepOfWater]) | 0.25 | Yes | (([DepOfGrease] + [DepOfSolids]) / ([DepOfGrease] + [DepOfSolids] + [DepOfWater])) * 1.05
|  |  |  | A Better You | 1091 | 2314 Beacon St., Beacon St., 2314, Fort Wayne 46805
|  |  |  | A Day Away Salon & Spa | 17686 | 487 E. Dupont Rd., Dupont Rd., E., 487, Fort Wayne 46825
[7 empty] | EX200 | ABOVE-FLOOR | Located in the counter under the 3 compartment sink. |  | 2019-03-21 |  | 10 | gpm |  | in | Monthly | Yes |  | 4 | Yes | 5 | Yes | 0.25 | No | ([DepOfGrease] + [DepOfSolids]) / ([DepOfGrease] + [DepOfSolids] + [DepOfWater]) | 0.25 | Yes | (([DepOfGrease] + [DepOfSolids]) / ([DepOfGrease] + [DepOfSolids] + [DepOfWater])) * 1.05
|  |  |  | A Divine Encounter Café | 9199 | 1019 E. Coliseum Blvd., Coliseum Blvd., E., 1019, Fort Wayne 46805
[7 empty] | EX200 | IN-FLOOR | In the floor between the mop sink and 3 basin sink |  |  |  | 20 | gpm |  | in | Monthly | No |  | 4 | Yes | 5 | Yes | 0.25 | No | ([DepOfGrease] + [DepOfSolids]) / ([DepOfGrease] + [DepOfSolids] + [DepOfWater]) | 0.25 | Yes | (([DepOfGrease] + [DepOfSolids]) / ([DepOfGrease] + [DepOfSolids] + [DepOfWater])) * 1.05
|  |  |  | A J's Bar and Grill | 9477 | 2472 Getz Rd., Getz Rd., 2472, Fort Wayne 46804
|  |  |  | A Taste Of India Restaurant | 9904 | 5515 Coldwater Rd. Ste. D, Coldwater Rd., 5515, Fort Wayne 46825
[7 empty] | EX200 | ABOVE-FLOOR | Located under kitchen counter |  |  |  |  | gal |  | in |  | No |  | 4 | Yes | 5 | Yes | 0.25 | No | ([DepOfGrease] + [DepOfSolids]) / ([DepOfGrease] + [DepOfSolids] + [DepOfWater]) | 0.25 | Yes | (([DepOfGrease] + [DepOfSolids]) / ([DepOfGrease] + [DepOfSolids] + [DepOfWater])) * 1.05
|  |  |  | A&J Kitchen (CUGC) | 18156 | 2700 Lower Huntington Rd., Fort Wayne 46809
[7 empty] | EX100 | OUTDOOR | N. of building in concrete pad |  | 2023-05-16 |  | 1000 | gal |  | in | Quarterly | Yes |  | 4 | Yes | 5 | Yes | 0.25 | No | ([DepOfGrease] + [DepOfSolids]) / ([DepOfGrease] + [DepOfSolids] + [DepOfWater]) | 0.25 | Yes | (([DepOfGrease] + [DepOfSolids]) / ([DepOfGrease] + [DepOfSolids] + [DepOfWater])) * 1.05
|  |  |  | A&O Sweet Shop Tavern | 3868 | 1734 High St., High St., 1734, Fort Wayne 46808
[7 empty] | EX600 |  | No grease trap. Will be required to install one. |  |  |  |  | gal |  | in |  | No |  | 4 | Yes | 5 | Yes | 0.25 | No | ([DepOfGrease] + [DepOfSolids]) / ([DepOfGrease] + [DepOfSolids] + [DepOfWater]) | 0.25 | Yes | (([DepOfGrease] + [DepOfSolids]) / ([DepOfGrease] + [DepOfSolids] + [DepOfWater])) * 1.05
|  |  |  | A. A. Poke | 17662 | 700 E. Coliseum Blvd. Ste. A, Fort Wayne 46805
[7 empty] | EX200 | ABOVE-FLOOR | Above floor, plastic model. Located left of the 3-basin sink. | Schier Products | 2018-12-28 |  | 20 | gpm |  | in | Monthly | No |  | 4 | Yes | 5 | Yes | 0.25 | No | ([DepOfGrease] + [DepOfSolids]) / ([DepOfGrease] + [DepOfSolids] + [DepOfWater]) | 0.25 | Yes | (([DepOfGrease] + [DepOfSolids]) / ([DepOfGrease] + [DepOfSolids] + [DepOfWater])) * 1.05
[7 empty] | EX201 | ABOVE-FLOOR | Under the 1-basin sink in the back |  | 2018-12-28 |  | 7 | gpm |  | in |  | No |  | 4 | Yes | 5 | Yes | 0.25 | No | ([DepOfGrease] + [DepOfSolids]) / ([DepOfGrease] + [DepOfSolids] + [DepOfWater]) | 0.25 | Yes | (([DepOfGrease] + [DepOfSolids]) / ([DepOfGrease] + [DepOfSolids] + [DepOfWater])) * 1.05
|  |  |  | AALCO - NonFSE | 17743 | 4701 W. Washington Ctr. Rd., Washington Ctr. Rd., W., 4701, Fort Wayne 46818
[7 empty] | EX311 | OUTDOOR | 1000 gallon concrete GT,located west of truck wash bay in the grass area on east side of western drive close to south west corner of building |  | 2019-08-01 |  | 1000 | gal |  | in |  | No | located west of truck wash bay in the grass area on east side of western drive close to south west corner of building | 4 | Yes | 5 | Yes | 0.25 | No | ([DepOfGrease] + [DepOfSolids]) / ([DepOfGrease] + [DepOfSolids] + [DepOfWater]) | 0.25 | Yes | (([DepOfGrease] + [DepOfSolids]) / ([DepOfGrease] + [DepOfSolids] + [DepOfWater])) * 1.05
|  |  |  | Abacus Childcare - Early Learning Center | 10127 | 6726 Pointe Inverness Way, Pointe Inverness Way, 6726, Fort Wayne 46804
|  |  |  | Abbett Elementary School | 9800 | 4325 Smith St., Smith St., 4325, Fort Wayne 46806
[7 empty] | EX600 |  | No Grease Trap |  |  |  |  | gal |  | in |  | No |  | 4 | Yes | 5 | Yes | 0.25 | No | ([DepOfGrease] + [DepOfSolids]) / ([DepOfGrease] + [DepOfSolids] + [DepOfWater]) | 0.25 | Yes | (([DepOfGrease] + [DepOfSolids]) / ([DepOfGrease] + [DepOfSolids] + [DepOfWater])) * 1.05
|  |  |  | Abbott Columbus - Cleveland Ave. | 17823 | 585 Cleveland Ave, Columbus 43215
|  |  |  | Abbott Columbus - Neilston St. | 18263 | 483 Neilston St, Columbus 43215
|  |  |  | Abbott Sturgis | 18143 | 901 N Centerville St, Sturgis 49091
|  |  |  | Abbott Tipp City | 17822 | 2 Abbott Park Way, Tipp City 45371
|  |  |  | Aboite Christian School | 18110 | 6222 Bass Rd., Fort Wayne 46804
[7 empty] | EX100 | OUTDOOR | W. Side of Building next to the gym |  | 2023-01-23 |  | 1000 | gal |  | in |  | No |  | 4 | Yes | 5 | Yes | 0.25 | No | ([DepOfGrease] + [DepOfSolids]) / ([DepOfGrease] + [DepOfSolids] + [DepOfWater]) | 0.25 | Yes | (([DepOfGrease] + [DepOfSolids]) / ([DepOfGrease] + [DepOfSolids] + [DepOfWater])) * 1.05
|  |  |  | Aboite Elementary School | 9859 | 5004 Homestead Rd., Homestead Rd., 5004, Fort Wayne 46814
|  |  |  | Absolute Results Personal Fitness Training | 10253 | 9835 Coldwater Rd., Coldwater Rd., 9835, Fort Wayne 46825
|  |  |  | Abundant Life Church | 17747 | 3301 E. Coliseum Blvd., Coliseum Blvd., E., 3301, Fort Wayne 46803
[7 empty] | EX600 | [6 empty] | gal |  | in |  | No |  | 4 | Yes | 5 | Yes | 0.25 | No | ([DepOfGrease] + [DepOfSolids]) / ([DepOfGrease] + [DepOfSolids] + [DepOfWater]) | 0.25 | Yes | (([DepOfGrease] + [DepOfSolids]) / ([DepOfGrease] + [DepOfSolids] + [DepOfWater])) * 1.05
|  |  |  | Ace Sushi - In Meijer | 18159 | 6309 Lima Rd., Fort Wayne 46818
|  |  |  | Ace Sushi - In Meijer | 18222 | 10301 Maysville Rd., Fort Wayne 46835
|  |  |  | ACME by Full Circle | 9214 | 1105 E. State Blvd., State Blvd., E., 1105, Fort Wayne 46805
[7 empty] | EX200 | ABOVE-FLOOR | Located in the basement | Schier Products | 2018-09-24 |  | 75 | gpm |  | in |  | No |  | 4 | Yes | 5 | Yes | 0.25 | No | ([DepOfGrease] + [DepOfSolids]) / ([DepOfGrease] + [DepOfSolids] + [DepOfWater]) | 0.25 | Yes | (([DepOfGrease] + [DepOfSolids]) / ([DepOfGrease] + [DepOfSolids] + [DepOfWater])) * 1.05
|  |  |  | ACO Sushi | 9529 | 2831 E. State Blvd., State Blvd., E., 2831, Fort Wayne 46805
[7 empty] | EX200 | ABOVE-FLOOR | R of 3 basin sink | Canplas |  |  | 20 | gpm |  | in | Every 2 Weeks | No |  | 4 | Yes | 5 | Yes | 0.25 | No | ([DepOfGrease] + [DepOfSolids]) / ([DepOfGrease] + [DepOfSolids] + [DepOfWater]) | 0.25 | Yes | (([DepOfGrease] + [DepOfSolids]) / ([DepOfGrease] + [DepOfSolids] + [DepOfWater])) * 1.05
|  |  |  | Active Day of Fort Wayne - NonFSE | 17508 | 3711 Rupp Dr. Ste. 107, Rupp Dr. Ste. 107., 3711, Fort Wayne 46815
[7 empty] | EX600 |  | No grease interceptor |  |  |  |  | gal |  | in |  | No |  | 4 | Yes | 5 | Yes | 0.25 | No | ([DepOfGrease] + [DepOfSolids]) / ([DepOfGrease] + [DepOfSolids] + [DepOfWater]) | 0.25 | Yes | (([DepOfGrease] + [DepOfSolids]) / ([DepOfGrease] + [DepOfSolids] + [DepOfWater])) * 1.05
|  |  |  | Adams Elementary School | 9556 | 3000 New Haven Ave., New Haven Ave., 3000, Fort Wayne 46803
|  |  |  | AEP Service Center | 17560 | 2101 Spy Run Ave., Spy Run Ave., 2101, Fort Wayne 46805
[7 empty] | EX311 | OUTDOOR | Oil water separator - Model #OSI-2000-3 | Highland Tank | 2017-11-27 |  | 2000 | gal |  | in |  | Yes |  | 4 | Yes | 5 | Yes | 0.25 | No | ([DepOfGrease] + [DepOfSolids]) / ([DepOfGrease] + [DepOfSolids] + [DepOfWater]) | 0.25 | Yes | (([DepOfGrease] + [DepOfSolids]) / ([DepOfGrease] + [DepOfSolids] + [DepOfWater])) * 1.05
|  |  |  | AEP Storage Bldg. & Wash | 18220 | 7775 Ardmore Ave., Ardmore Ave., 7775, Fort Wayne 46809
[7 empty] | EX311 | OUTDOOR | Oil/Sand Separator |  | 2024-01-04 | 2024-01-04 | 1000 | gal |  | in |  | Yes | Located south of Bay #1 | 4 | Yes | 5 | Yes | 0.25 | No | ([DepOfGrease] + [DepOfSolids]) / ([DepOfGrease] + [DepOfSolids] + [DepOfWater]) | 0.25 | Yes | (([DepOfGrease] + [DepOfSolids]) / ([DepOfGrease] + [DepOfSolids] + [DepOfWater])) * 1.05
|  |  |  | After Dark | 6333 | 1601 S. Harrison St., Harrison St., S., 1601, Fort Wayne 46802
|  |  |  | Agaves Mexican Grill Maysville | 8073 | 10460 Maysville Rd., Maysville Rd., 10460, Fort Wayne 46835
[7 empty] | EX160 | OUTDOOR | [5 empty] | gal |  | in |  | No |  | 4 | Yes | 5 | Yes | 0.25 | No | ([DepOfGrease] + [DepOfSolids]) / ([DepOfGrease] + [DepOfSolids] + [DepOfWater]) | 0.25 | Yes | (([DepOfGrease] + [DepOfSolids]) / ([DepOfGrease] + [DepOfSolids] + [DepOfWater])) * 1.05
|  |  |  | Agaves Mexican Grill Washington | 1517 | 212 E. Washington Ctr. Rd., Washington Ctr. Rd., E., 212, Fort Wayne 46825
[7 empty] | EX100 | OUTDOOR | Located on the south side of the building in the landscaping | Unknown |  |  | 1000 | gal |  | in | Quarterly | No |  | 4 | Yes | 5 | Yes | 0.25 | No | ([DepOfGrease] + [DepOfSolids]) / ([DepOfGrease] + [DepOfSolids] + [DepOfWater]) | 0.25 | Yes | (([DepOfGrease] + [DepOfSolids]) / ([DepOfGrease] + [DepOfSolids] + [DepOfWater])) * 1.05
|  |  |  | Air Host Restaurant and Lounge | 4843 | 3803 W. Ferguson Rd., Ferguson Rd., W., 3803, Fort Wayne 46809
|  |  |  | Airport Authority - Hanger 45 | 18235 | 10315 Ardmore Ave., Ardmore Ave., 10315, Fort Wayne 46809
[7 empty] | EX311 |  | O/S Interceptor - Northeast of the building |  |  |  | 250 | gal |  | in |  | No |  | 4 | Yes | 5 | Yes | 0.25 | No | ([DepOfGrease] + [DepOfSolids]) / ([DepOfGrease] + [DepOfSolids] + [DepOfWater]) | 0.25 | Yes | (([DepOfGrease] + [DepOfSolids]) / ([DepOfGrease] + [DepOfSolids] + [DepOfWater])) * 1.05
|  |  |  | Airport Hanger - FBO | 17366 | 4401 Altitude Dr., Altitude Dr., 4401, Fort Wayne 46809
[7 empty] | EX600 |  | No Grease trap or oil separator |  |  |  |  | gal |  | in |  | No |  | 4 | Yes | 5 | Yes | 0.25 | No | ([DepOfGrease] + [DepOfSolids]) / ([DepOfGrease] + [DepOfSolids] + [DepOfWater]) | 0.25 | Yes | (([DepOfGrease] + [DepOfSolids]) / ([DepOfGrease] + [DepOfSolids] + [DepOfWater])) * 1.05
|  |  |  | AirWorx | 9413 | 2108 W. Washington Ctr. Rd., Washington Ctr. Rd., W., 2108, Fort Wayne 46818
[7 empty] | EX311 | OUTDOOR | Located outside at the south west corner of the building in the grass |  | 2010-03-19 |  | 1000 | gal |  | in |  | No |  | 4 | Yes | 5 | Yes | 0.25 | No | ([DepOfGrease] + [DepOfSolids]) / ([DepOfGrease] + [DepOfSolids] + [DepOfWater]) | 0.25 | Yes | (([DepOfGrease] + [DepOfSolids]) / ([DepOfGrease] + [DepOfSolids] + [DepOfWater])) * 1.05
|  |  |  | Aladdin Food Express | 6022 | 7102 S. Anthony Blvd., Anthony Blvd., S., 7102, Fort Wayne 46816
[7 empty] | EX100 | OUTDOOR | S of building in landscaping rock, 2MH. | Unknown | 2020-08-01 |  | 1000 | gal |  | in | SemiAnnual | No | Newly installed. Inspected on 7/24/2020. Facility wants bolts put back on when inspections are finished. | 4 | Yes | 5 | Yes | 0.25 | No | ([DepOfGrease] + [DepOfSolids]) / ([DepOfGrease] + [DepOfSolids] + [DepOfWater]) | 0.25 | Yes | (([DepOfGrease] + [DepOfSolids]) / ([DepOfGrease] + [DepOfSolids] + [DepOfWater])) * 1.05
|  |  |  | Albert G Jennings Recreation Center | 9278 | 1330 McCulloch St., McCulloch St., 1330, Fort Wayne 46803
|  |  |  | Alberto's Mexican Grill | 9484 | 2529 S. Calhoun St., Calhoun St., S., 2529, Fort Wayne 46807
|  |  |  | Albrights Raw Dog Food | 17538 | 1025 Osage St., Osage St., 1025, Fort Wayne 46808
[7 empty] | EX200 | ABOVE-FLOOR | Internal grease trap |  | 2017-09-07 |  | 25 | gpm |  | in |  | No |  | 4 | Yes | 5 | Yes | 0.25 | No | ([DepOfGrease] + [DepOfSolids]) / ([DepOfGrease] + [DepOfSolids] + [DepOfWater]) | 0.25 | Yes | (([DepOfGrease] + [DepOfSolids]) / ([DepOfGrease] + [DepOfSolids] + [DepOfWater])) * 1.05
|  |  |  | Alconex Specialty Products | 17608 | 7255 Chalfant Rd, Chalfant Rd., 7255, Fort Wayne 46818
|  |  |  | Aldersgate United Methodist Church Nursery School | 9467 | 2417 Getz Rd., Getz Rd., 2417, Fort Wayne 46804
|  |  |  | Aldi's | 10257 | 10007 Lima Rd., Lima Rd., 10007, Fort Wayne 46818
|  |  |  | All American #2 | 9110 | 513 E. Dupont Rd., Dupont Rd., E., 513, Fort Wayne 46825
[7 empty] | EX100 | OUTDOOR | Outside in front of the trash/garbage dumpster area |  |  |  | 1000 | gal |  | in |  | No |  | 4 | Yes | 5 | Yes | 0.25 | No | ([DepOfGrease] + [DepOfSolids]) / ([DepOfGrease] + [DepOfSolids] + [DepOfWater]) | 0.25 | Yes | (([DepOfGrease] + [DepOfSolids]) / ([DepOfGrease] + [DepOfSolids] + [DepOfWater])) * 1.05
|  |  |  | All American Stores/Shell Gas Station | 10247 | 9310 Lima Rd., Lima Rd., 9310, Fort Wayne 46818
[7 empty] | EX200 | IN-FLOOR | next to three basin sink |  |  |  | 20 | gpm |  | in |  | No |  | 4 | Yes | 5 | Yes | 0.25 | No | ([DepOfGrease] + [DepOfSolids]) / ([DepOfGrease] + [DepOfSolids] + [DepOfWater]) | 0.25 | Yes | (([DepOfGrease] + [DepOfSolids]) / ([DepOfGrease] + [DepOfSolids] + [DepOfWater])) * 1.05
|  |  |  | All-American Stores - Marathon #3 | 1173 | 6520 Lima Rd, Lima Rd., 6520, Fort Wayne 46818
[7 empty] | EX200 | ABOVE-FLOOR | Indoor grease trap - Under 3 basin sink |  |  |  | 20 | gpm |  | in |  | No | Removed and replaced | 4 | Yes | 5 | Yes | 0.25 | No | ([DepOfGrease] + [DepOfSolids]) / ([DepOfGrease] + [DepOfSolids] + [DepOfWater]) | 0.25 | Yes | (([DepOfGrease] + [DepOfSolids]) / ([DepOfGrease] + [DepOfSolids] + [DepOfWater])) * 1.05
[7 empty] | EX201 | ABOVE-FLOOR | Above floor to the right of the 3 basin sink |  |  |  | 10 | gpm |  | in | Weekly | Yes |  | 4 | Yes | 5 | Yes | 0.25 | No | ([DepOfGrease] + [DepOfSolids]) / ([DepOfGrease] + [DepOfSolids] + [DepOfWater]) | 0.25 | Yes | (([DepOfGrease] + [DepOfSolids]) / ([DepOfGrease] + [DepOfSolids] + [DepOfWater])) * 1.05
|  |  |  | Allen County Community Corrections Residential Services Facillity | 17854 | 7117 Venture Ln., Venture Ln., 7117, Fort Wayne 46818
[7 empty] | EX100 | OUTDOOR | On the North side of the building in the rocks by the kitchen back door |  |  |  | 1000 | gal |  | in | Quarterly | No | 3 manhole, the end manholes have the old square openings but this is just hoe the interceptor is manufactured, these are not cement rings. 9.16.25 | 4 | Yes | 5 | Yes | 0.25 | No | ([DepOfGrease] + [DepOfSolids]) / ([DepOfGrease] + [DepOfSolids] + [DepOfWater]) | 0.25 | Yes | (([DepOfGrease] + [DepOfSolids]) / ([DepOfGrease] + [DepOfSolids] + [DepOfWater])) * 1.05
|  |  |  | Allen County Department of Health | 17607 | 4813 New Haven Ave., New Haven Ave., 4813, Fort Wayne 46803
|  |  |  | Allen County Jail | 18411 | 3003 Meyer Rd., Fort Wayne 46806
|  |  |  | Allen County Jail / Trinity Services Group | 9082 | 417 S. Calhoun St., Calhoun St., S., 417, Fort Wayne 46802
[7 empty] | EX200 | ABOVE-FLOOR | Located in the basement in the back, next to the north wall. | Mifab | 2018-11-06 |  | 75 | gpm |  | in | Quarterly | No | Although indoors 3 Sons Sanitation still cleans this out. | 4 | Yes | 5 | Yes | 0.25 | No | ([DepOfGrease] + [DepOfSolids]) / ([DepOfGrease] + [DepOfSolids] + [DepOfWater]) | 0.25 | Yes | (([DepOfGrease] + [DepOfSolids]) / ([DepOfGrease] + [DepOfSolids] + [DepOfWater])) * 1.05
[7 empty] | EX201 | ABOVE-FLOOR | Located in the basement next to EX001. | Mifab |  |  | 75 | gpm |  | in | Quarterly | No |  | 4 | Yes | 5 | Yes | 0.25 | No | ([DepOfGrease] + [DepOfSolids]) / ([DepOfGrease] + [DepOfSolids] + [DepOfWater]) | 0.25 | Yes | (([DepOfGrease] + [DepOfSolids]) / ([DepOfGrease] + [DepOfSolids] + [DepOfWater])) * 1.05
[7 empty] | EX202 | ABOVE-FLOOR | Located at the pre wash sink left of the dishwasher in the dish room. On the lower table bench space. | Canplas |  |  | 25 | gpm |  | in | Quarterly | No | Currently cleaned at same frequency as the other two. We stated this needs to be increased to at least monthly. | 4 | Yes | 5 | Yes | 0.25 | No | ([DepOfGrease] + [DepOfSolids]) / ([DepOfGrease] + [DepOfSolids] + [DepOfWater]) | 0.25 | Yes | (([DepOfGrease] + [DepOfSolids]) / ([DepOfGrease] + [DepOfSolids] + [DepOfWater])) * 1.05
|  |  |  | Allen County Juvenile Center | 9550 | 2929 N. Wells St., Wells St., N., 2929, Fort Wayne 46808
[7 empty] | EX100 | OUTDOOR | West of Loading Area near corner of building, 2 access manholes. |  |  |  | 1000 | gal |  | in | Quarterly | No | Cannot be dye traced without a pump out. | 4 | Yes | 5 | Yes | 0.25 | No | ([DepOfGrease] + [DepOfSolids]) / ([DepOfGrease] + [DepOfSolids] + [DepOfWater]) | 0.25 | Yes | (([DepOfGrease] + [DepOfSolids]) / ([DepOfGrease] + [DepOfSolids] + [DepOfWater])) * 1.05
[7 empty] | EX150 | ABOVE-FLOOR | Located under the 1 compartment sink in the dish-room. In place for the garbage disposal in the prewash sink. | Unknown | 2020-03-06 |  |  | gal |  | in |  | Yes | Installed well before 3/6/2020, confirmed on 3/6/2020. | 4 | Yes | 5 | Yes | 0.25 | No | ([DepOfGrease] + [DepOfSolids]) / ([DepOfGrease] + [DepOfSolids] + [DepOfWater]) | 0.25 | Yes | (([DepOfGrease] + [DepOfSolids]) / ([DepOfGrease] + [DepOfSolids] + [DepOfWater])) * 1.05
|  |  |  | Allen County Service Center | 17719 | 2610 S. Clinton St., Clinton St,, S. 2618, Fort Wayne 46803
|  |  |  | Allen County Sheriff's Dept. Training Center | 17488 | 5080 Adams,. Ctr. Rd., Adams Ctr. Rd., 5080, Fort Wayne 46806
[7 empty] | EX100 | OUTDOOR | Located on the Northside of the building between sidewalks |  | 2017-01-23 |  | 1000 | gal |  | in |  | Yes |  | 4 | Yes | 5 | Yes | 0.25 | No | ([DepOfGrease] + [DepOfSolids]) / ([DepOfGrease] + [DepOfSolids] + [DepOfWater]) | 0.25 | Yes | (([DepOfGrease] + [DepOfSolids]) / ([DepOfGrease] + [DepOfSolids] + [DepOfWater])) * 1.05
|  |  |  | Allen County Youth Service Center | 0046 | 11805 Lima Rd., Lima Rd., 11805, Fort Wayne 46818
[7 empty] | EX100 | OUTDOOR |  |  |  |  | 1000 | gal |  | in |  | No |  | 4 | Yes | 5 | Yes | 0.25 | No | ([DepOfGrease] + [DepOfSolids]) / ([DepOfGrease] + [DepOfSolids] + [DepOfWater]) | 0.25 | Yes | (([DepOfGrease] + [DepOfSolids]) / ([DepOfGrease] + [DepOfSolids] + [DepOfWater])) * 1.05
|  |  |  | Allendale Academy | 18116 | 454 E. Dupont Rd., Fort Wayne 46825
[7 empty] | EX100 | [8 empty] | in |  | No |  | 4 | Yes | 5 | Yes | 0.25 | No | ([DepOfGrease] + [DepOfSolids]) / ([DepOfGrease] + [DepOfSolids] + [DepOfWater]) | 0.25 | Yes | (([DepOfGrease] + [DepOfSolids]) / ([DepOfGrease] + [DepOfSolids] + [DepOfWater])) * 1.05
|  |  |  | Almadenah Halal Meat Market | 17503 | 1010 W. Coliseum Blvd. Ste. G, Coliseum Blvd., W., 1010 Ste. G, Fort Wayne 46808
[7 empty] | EX200 | ABOVE-FLOOR | Black Plastic located left of 3-compartment sink. | Schier Products | 2017-03-22 |  | 20 | gpm |  | in | Every 2 Weeks | Yes | One small plastic manhole lid opening. | 4 | Yes | 5 | Yes | 0.25 | No | ([DepOfGrease] + [DepOfSolids]) / ([DepOfGrease] + [DepOfSolids] + [DepOfWater]) | 0.25 | Yes | (([DepOfGrease] + [DepOfSolids]) / ([DepOfGrease] + [DepOfSolids] + [DepOfWater])) * 1.05
|  |  |  | Alro Steel Warehouse | 17945 | 2912 W. Pleasant Ctr. Rd., Pleasant Ctr. Rd., W., 2912, Fort Wayne 46803
[7 empty] | EX311 | OUTDOOR | Concrete holding tank - located east of the bldg. |  | 2021-09-29 |  | 1500 | gal |  | in |  | Yes | Internal truck dock floor drains - connects to a manhole structure in the middle of each dock. Structure will contain 2' deep sump. | 4 | Yes | 5 | Yes | 0.25 | No | ([DepOfGrease] + [DepOfSolids]) / ([DepOfGrease] + [DepOfSolids] + [DepOfWater]) | 0.25 | Yes | (([DepOfGrease] + [DepOfSolids]) / ([DepOfGrease] + [DepOfSolids] + [DepOfWater])) * 1.05
|  |  |  | Amay Kitchen | 1011 | 3620 N. Clinton St., Clinton St., N., 3620, Fort Wayne 46805
[7 empty] | EX100 | ABOVE-FLOOR | Located under the 3 basin sink to the right above the floor. | Zurn Industries, LLC |  |  | 20 | gpm |  | in | Every 2 Weeks | No |  | 4 | Yes | 5 | Yes | 0.25 | No | ([DepOfGrease] + [DepOfSolids]) / ([DepOfGrease] + [DepOfSolids] + [DepOfWater]) | 0.25 | Yes | (([DepOfGrease] + [DepOfSolids]) / ([DepOfGrease] + [DepOfSolids] + [DepOfWater])) * 1.05
|  |  |  | Amaya | 9927 | 1734 W. Washington Ctr. Rd., Washington Ctr. Rd., W., 1734, Fort Wayne 46818
[7 empty] | EX200 | ABOVE-FLOOR | Located to right of 3 basin sink in kitchen | Zurn Industries, LLC |  |  | 10 | gpm |  | in | Monthly | No |  | 4 | Yes | 5 | Yes | 0.25 | No | ([DepOfGrease] + [DepOfSolids]) / ([DepOfGrease] + [DepOfSolids] + [DepOfWater]) | 0.25 | Yes | (([DepOfGrease] + [DepOfSolids]) / ([DepOfGrease] + [DepOfSolids] + [DepOfWater])) * 1.05
|  |  |  | Amazon | 17952 | 9800 Smith Rd., Smith Rd., 9800, Fort Wayne 46809
[7 empty] | EX311 | IN-FLOOR | Oil/Sand Separator |  | 2021-09-13 |  | 193 | gal |  | in |  | Yes | Located in the Northeast corner - inside of building | 4 | Yes | 5 | Yes | 0.25 | No | ([DepOfGrease] + [DepOfSolids]) / ([DepOfGrease] + [DepOfSolids] + [DepOfWater]) | 0.25 | Yes | (([DepOfGrease] + [DepOfSolids]) / ([DepOfGrease] + [DepOfSolids] + [DepOfWater])) * 1.05
|  |  |  | Amazon.com Services LLC - FWA6 | 18080 | 5510 Flaugh Rd., Fort Wayne 46809
[7 empty] | EX230 |  | Sediment Interceptor - Located inside the facility - along the east wall near the receiving docks --> MiFab Series MI-OS- 5 sanitary powder epoxy coated inside & outside fabricated 10 gauge steel oil sediment with sludge capacity of 300lbs | Mifab | 2022-09-01 |  | 300 | gal |  | in | Quarterly | Yes | The interceptor captures sediment from the floor scrubber - Floor scrubber uses household cleaners | 4 | Yes | 5 | Yes | 0.25 | No | ([DepOfGrease] + [DepOfSolids]) / ([DepOfGrease] + [DepOfSolids] + [DepOfWater]) | 0.25 | Yes | (([DepOfGrease] + [DepOfSolids]) / ([DepOfGrease] + [DepOfSolids] + [DepOfWater])) * 1.05
[7 empty] | EX311 |  | Oil water separator (Mifab #MI-O-HU-4) - located in the northeast emergency fire pump house(stand alone structure) | Mifab | 2022-09-01 |  | 75 | gpm |  | in | Quarterly | Yes | Serve to intercept any oils in the event of a malfunction of the emergency fire pump engines | 4 | Yes | 5 | Yes | 0.25 | No | ([DepOfGrease] + [DepOfSolids]) / ([DepOfGrease] + [DepOfSolids] + [DepOfWater]) | 0.25 | Yes | (([DepOfGrease] + [DepOfSolids]) / ([DepOfGrease] + [DepOfSolids] + [DepOfWater])) * 1.05
[7 empty] | EX312 |  | Oil water separator (Mifab #MI-O-HU-4) - located in the southeast emergency fire pump house(stand alone structure) | Mifab | 2022-09-01 |  | 75 | gpm |  | in | Quarterly | Yes | Serve to intercept any oils in the event of a malfunction of the emergency fire pump engines | 4 | Yes | 5 | Yes | 0.25 | No | ([DepOfGrease] + [DepOfSolids]) / ([DepOfGrease] + [DepOfSolids] + [DepOfWater]) | 0.25 | Yes | (([DepOfGrease] + [DepOfSolids]) / ([DepOfGrease] + [DepOfSolids] + [DepOfWater])) * 1.05
|  |  |  | AMC Family Market | 17290 | 7220 S. Anthony Blvd, Anthony S., 7220, Fort Wayne 46816
[7 empty] | EX600 |  | No grease trap required |  |  |  |  | gal |  | in |  | No |  | 4 | Yes | 5 | Yes | 0.25 | No | ([DepOfGrease] + [DepOfSolids]) / ([DepOfGrease] + [DepOfSolids] + [DepOfWater]) | 0.25 | Yes | (([DepOfGrease] + [DepOfSolids]) / ([DepOfGrease] + [DepOfSolids] + [DepOfWater])) * 1.05
|  |  |  | AMC Jefferson Point 18 | 9795 | 4250 W. Jefferson Blvd., Jefferson Blvd., W., 4250, Fort Wayne 46804
[7 empty] | EX100 | OUTDOOR | Located in grass area near Southwest corner of building | Unknown |  |  | 1000 | gal |  | in | SemiAnnual | No |  | 4 | Yes | 5 | Yes | 0.25 | No | ([DepOfGrease] + [DepOfSolids]) / ([DepOfGrease] + [DepOfSolids] + [DepOfWater]) | 0.25 | Yes | (([DepOfGrease] + [DepOfSolids]) / ([DepOfGrease] + [DepOfSolids] + [DepOfWater])) * 1.05
|  |  |  | American & Asian Market | 17327 | 4353 S. Anthony Blvd., Anthony Blvd., S., 4353, Fort Wayne 46816
[7 empty] | EX500 | ABOVE-FLOOR | next to three basin sink |  |  |  | 20 | gpm |  | in | Every 2 Weeks | No |  | 4 | Yes | 5 | Yes | 0.25 | No | ([DepOfGrease] + [DepOfSolids]) / ([DepOfGrease] + [DepOfSolids] + [DepOfWater]) | 0.25 | Yes | (([DepOfGrease] + [DepOfSolids]) / ([DepOfGrease] + [DepOfSolids] + [DepOfWater])) * 1.05
|  |  |  | American Kolache | 18443 | 6405 Lima Rd., Lima Rd., 6405, Fort Wayne 46803
[7 empty] | 001 | IN-FLOOR | Grease Trap | Scier Products |  |  | 25 | gpm |  | in |  | No |  | 4 | Yes | 5 | Yes | 0.25 | No | ([DepOfGrease] + [DepOfSolids]) / ([DepOfGrease] + [DepOfSolids] + [DepOfWater]) | 0.25 | Yes | (([DepOfGrease] + [DepOfSolids]) / ([DepOfGrease] + [DepOfSolids] + [DepOfWater])) * 1.05
|  |  |  | American Legion Post #241 | 10194 | 7605 Bluffton Rd., Bluffton Rd., 7605, Fort Wayne 46809
[7 empty] | EX200 | IN-FLOOR | Located in the floor under the pre-wash sink, white metal, 20 gpm capacity. | Unknown |  |  | 20 | gpm |  | in | Every 2 Weeks | No |  | 4 | Yes | 5 | Yes | 0.25 | No | ([DepOfGrease] + [DepOfSolids]) / ([DepOfGrease] + [DepOfSolids] + [DepOfWater]) | 0.25 | Yes | (([DepOfGrease] + [DepOfSolids]) / ([DepOfGrease] + [DepOfSolids] + [DepOfWater])) * 1.05
[7 empty] | EX201 | ABOVE-FLOOR | Under 3 basin sink | Canplas | 2020-02-03 |  | 25 | gpm |  | in | Every 2 Weeks | Yes |  | 4 | Yes | 5 | Yes | 0.25 | No | ([DepOfGrease] + [DepOfSolids]) / ([DepOfGrease] + [DepOfSolids] + [DepOfWater]) | 0.25 | Yes | (([DepOfGrease] + [DepOfSolids]) / ([DepOfGrease] + [DepOfSolids] + [DepOfWater])) * 1.05
|  |  |  | American Legion Post 148 | 9144 | 705 E. Lewis St., Lewis St., E., 705, Fort Wayne 46802
[7 empty] | EX200 | IN-FLOOR | In front of 3 basin sink | Canplas |  |  | 20 | gpm |  | in | Every 2 Weeks | No |  | 4 | Yes | 5 | Yes | 0.25 | No | ([DepOfGrease] + [DepOfSolids]) / ([DepOfGrease] + [DepOfSolids] + [DepOfWater]) | 0.25 | Yes | (([DepOfGrease] + [DepOfSolids]) / ([DepOfGrease] + [DepOfSolids] + [DepOfWater])) * 1.05
|  |  |  | American Legion Post 296 | 9021 | 130 W. Tillman Rd., Tillman Rd., W., 130, Fort Wayne 46807
|  |  |  | American Legion Post 47 | 9123 | 601 Reed Rd., Reed Rd., 601, Fort Wayne 46815
[7 empty] | EX200 | ABOVE-FLOOR | Under 3 basin sink. |  | 2016-01-06 |  | 25 | gpm |  | in | Weekly | No |  | 4 | Yes | 5 | Yes | 0.25 | No | ([DepOfGrease] + [DepOfSolids]) / ([DepOfGrease] + [DepOfSolids] + [DepOfWater]) | 0.25 | Yes | (([DepOfGrease] + [DepOfSolids]) / ([DepOfGrease] + [DepOfSolids] + [DepOfWater])) * 1.05
|  |  |  | American Legion Post 82 | 3287 | 2123 Taylor St., Taylor St., 2123, Fort Wayne 46802
[7 empty] | EX200 | ABOVE-FLOOR | R of 3 basin sink | BK Resources | 2019-12-15 |  | 4 | gpm |  | in | Every 2 Weeks | No |  | 4 | Yes | 5 | Yes | 0.25 | No | ([DepOfGrease] + [DepOfSolids]) / ([DepOfGrease] + [DepOfSolids] + [DepOfWater]) | 0.25 | Yes | (([DepOfGrease] + [DepOfSolids]) / ([DepOfGrease] + [DepOfSolids] + [DepOfWater])) * 1.05
|  |  |  | Americold Logistics | 17826 | 1165 Independence Dr, Napoleon 43545
|  |  |  | Amoré (CUGC) | 18351 | 239 Pearl St., Fort Wayne 46802
[7 empty] | EX100 | OUTDOOR | East side of the building in the pull in drive |  | 2024-11-05 |  | 1000 | gal |  | in | Quarterly | Yes |  | 4 | Yes | 5 | Yes | 0.25 | No | ([DepOfGrease] + [DepOfSolids]) / ([DepOfGrease] + [DepOfSolids] + [DepOfWater]) | 0.25 | Yes | (([DepOfGrease] + [DepOfSolids]) / ([DepOfGrease] + [DepOfSolids] + [DepOfWater])) * 1.05
|  |  |  | Amvets Post 33 | 10115 | 6620 Koester Dr., Koester Dr., 6620, Fort Wayne 46819
|  |  |  | Anthis Career Center | 9239 | 1200 Barr St., Barr St., 1200, Fort Wayne 46802
[7 empty] | EX200 | ABOVE-FLOOR | R of sink for Cafeteria Area |  |  |  | 15 | gpm |  | gpm |  | No |  | 4 | Yes | 5 | Yes | 0.25 | No | ([DepOfGrease] + [DepOfSolids]) / ([DepOfGrease] + [DepOfSolids] + [DepOfWater]) | 0.25 | Yes | (([DepOfGrease] + [DepOfSolids]) / ([DepOfGrease] + [DepOfSolids] + [DepOfWater])) * 1.05
[7 empty] | EX201 | ABOVE-FLOOR | Dish Room, Right of Pre-wash for Cafeteria Area | Schier Products | 2023-08-07 |  | 20 | gpm |  | in |  | No |  | 4 | Yes | 5 | Yes | 0.25 | No | ([DepOfGrease] + [DepOfSolids]) / ([DepOfGrease] + [DepOfSolids] + [DepOfWater]) | 0.25 | Yes | (([DepOfGrease] + [DepOfSolids]) / ([DepOfGrease] + [DepOfSolids] + [DepOfWater])) * 1.05
[7 empty] | EX202 | ABOVE-FLOOR | In basement for cafeteria area - Pre-K kitchenette |  | 2023-08-07 |  | 20 | gpm |  | in |  | No |  | 4 | Yes | 5 | Yes | 0.25 | No | ([DepOfGrease] + [DepOfSolids]) / ([DepOfGrease] + [DepOfSolids] + [DepOfWater]) | 0.25 | Yes | (([DepOfGrease] + [DepOfSolids]) / ([DepOfGrease] + [DepOfSolids] + [DepOfWater])) * 1.05
[7 empty] | EX203 | ABOVE-FLOOR | Located right of 3 compartment sink, behind serving room - For Basement area | BK Resources | 2017-08-08 |  | 7 | gpm |  | in |  | No |  | 4 | Yes | 5 | Yes | 0.25 | No | ([DepOfGrease] + [DepOfSolids]) / ([DepOfGrease] + [DepOfSolids] + [DepOfWater]) | 0.25 | Yes | (([DepOfGrease] + [DepOfSolids]) / ([DepOfGrease] + [DepOfSolids] + [DepOfWater])) * 1.05
|  |  |  | Anthony Express - Marathon | 9891 | 5405 S. Anthony Blvd., Fort Wayne 46806
|  |  |  | Anthony Express Inc. | 9887 | 5321 S. Anthony Blvd., Anthony Blvd., S., 5321, Fort Wayne 46806
[7 empty] | EX100 | OUTDOOR | Outside backdoor slightly to the left. |  |  |  |  | gal |  | in |  | No | still in place - required to replace but they ended up just installing an indoor grease trap instead. They had no oil & grease in it when inspected - not concerned about replacing at this time 1.10.25 | 4 | Yes | 5 | Yes | 0.25 | No | ([DepOfGrease] + [DepOfSolids]) / ([DepOfGrease] + [DepOfSolids] + [DepOfWater]) | 0.25 | Yes | (([DepOfGrease] + [DepOfSolids]) / ([DepOfGrease] + [DepOfSolids] + [DepOfWater])) * 1.05
[7 empty] | EX201 | ABOVE-FLOOR | Under the 3-compartment sink to the right. | BK Resources |  |  | 20 | gpm |  | in | Every 2 Weeks | Yes |  | 4 | Yes | 5 | Yes | 0.25 | No | ([DepOfGrease] + [DepOfSolids]) / ([DepOfGrease] + [DepOfSolids] + [DepOfWater]) | 0.25 | Yes | (([DepOfGrease] + [DepOfSolids]) / ([DepOfGrease] + [DepOfSolids] + [DepOfWater])) * 1.05
|  |  |  | Antojito's Latino's | 17466 | 3028 S. Calhoun St., Fort Wayne 46807
[7 empty] | EX200 | ABOVE-FLOOR | N Kitchen - next to the three basin sink |  |  |  | 20 | gpm |  | in |  | No |  | 4 | Yes | 5 | Yes | 0.25 | No | ([DepOfGrease] + [DepOfSolids]) / ([DepOfGrease] + [DepOfSolids] + [DepOfWater]) | 0.25 | Yes | (([DepOfGrease] + [DepOfSolids]) / ([DepOfGrease] + [DepOfSolids] + [DepOfWater])) * 1.05
[7 empty] | EX201 | ABOVE-FLOOR | S kitchen | [6 empty] | in | Every 2 Weeks | No |  | 4 | Yes | 5 | Yes | 0.25 | No | ([DepOfGrease] + [DepOfSolids]) / ([DepOfGrease] + [DepOfSolids] + [DepOfWater]) | 0.25 | Yes | (([DepOfGrease] + [DepOfSolids]) / ([DepOfGrease] + [DepOfSolids] + [DepOfWater])) * 1.05
|  |  |  | Antonuccio's Italian Market | 17762 | 4011 S. Wayne Ave., Wayne Ave., S., 4011, Fort Wayne 46807
[7 empty] | EX200 | IN-FLOOR | in floor of storage room in back of building | Canplas |  |  | 10 | gpm |  | in | Every 2 Weeks | No |  | 4 | Yes | 5 | Yes | 0.25 | No | ([DepOfGrease] + [DepOfSolids]) / ([DepOfGrease] + [DepOfSolids] + [DepOfWater]) | 0.25 | Yes | (([DepOfGrease] + [DepOfSolids]) / ([DepOfGrease] + [DepOfSolids] + [DepOfWater])) * 1.05
|  |  |  | Applebee's | 0044 | 6525 Lima Rd., Lima Rd., 6525, Fort Wayne 46818
[7 empty] | EX100 | OUTDOOR | Located in fenced area on west side of building | Unknown |  |  | 1000 | gal |  | in |  | No |  | 4 | Yes | 5 | Yes | 0.25 | No | ([DepOfGrease] + [DepOfSolids]) / ([DepOfGrease] + [DepOfSolids] + [DepOfWater]) | 0.25 | Yes | (([DepOfGrease] + [DepOfSolids]) / ([DepOfGrease] + [DepOfSolids] + [DepOfWater])) * 1.05
|  |  |  | Applebee's | 2011 | 4510 N. Clinton St., Clinton St., N., 4510, Fort Wayne 46825
[7 empty] | EX100 | OUTDOOR |  |  |  |  | 1000 | gal |  | in |  | No |  | 4 | Yes | 5 | Yes | 0.25 | No | ([DepOfGrease] + [DepOfSolids]) / ([DepOfGrease] + [DepOfSolids] + [DepOfWater]) | 0.25 | Yes | (([DepOfGrease] + [DepOfSolids]) / ([DepOfGrease] + [DepOfSolids] + [DepOfWater])) * 1.05
|  |  |  | Applebee's | 7666 | 5414 Meijer Dr., Meijer Dr., 5414, Fort Wayne 46835
[7 empty] | EX100 | OUTDOOR | Located in gated area on east side of building, near back door | Unknown |  |  | 1000 | gal |  | in | Monthly | No |  | 4 | Yes | 5 | Yes | 0.25 | No | ([DepOfGrease] + [DepOfSolids]) / ([DepOfGrease] + [DepOfSolids] + [DepOfWater]) | 0.25 | Yes | (([DepOfGrease] + [DepOfSolids]) / ([DepOfGrease] + [DepOfSolids] + [DepOfWater])) * 1.05
|  |  |  | Applebee's | 9952 | 5788 Coventry Ln., Coventry Ln., 5788, Fort Wayne 46804
[7 empty] | EX100 | OUTDOOR |  |  |  |  | 1000 | gal |  | in |  | No |  | 4 | Yes | 5 | Yes | 0.25 | No | ([DepOfGrease] + [DepOfSolids]) / ([DepOfGrease] + [DepOfSolids] + [DepOfWater]) | 0.25 | Yes | (([DepOfGrease] + [DepOfSolids]) / ([DepOfGrease] + [DepOfSolids] + [DepOfWater])) * 1.05
|  |  |  | Aqua Indiana | 17921 | 14421 Illinois Rd., Fort Wayne 46814
|  |  |  | Arbor Glen Independent and Assisted Living | 9871 | 5202 St. Joe Rd., St. Joe Rd., 5202, Fort Wayne 46835
[7 empty] | EX100 | OUTDOOR | Located just outside the kitchen doors near the dumpster, to the East of Main Entrance |  |  |  | 1000 | gal |  | in |  | No |  | 4 | Yes | 5 | Yes | 0.25 | No | ([DepOfGrease] + [DepOfSolids]) / ([DepOfGrease] + [DepOfSolids] + [DepOfWater]) | 0.25 | Yes | (([DepOfGrease] + [DepOfSolids]) / ([DepOfGrease] + [DepOfSolids] + [DepOfWater])) * 1.05
|  |  |  | Arby's #0050 | 6053 | 408 E. Rudisill Blvd., Rudisill Blvd., E., 408, Fort Wayne 46806
[7 empty] | EX200 | ABOVE-FLOOR | Located along west kitchen wall to right of three compartment sink | Schier Products | 2019-03-14 |  | 25 | gpm |  | in | Monthly | Yes |  | 4 | Yes | 5 | Yes | 0.25 | No | ([DepOfGrease] + [DepOfSolids]) / ([DepOfGrease] + [DepOfSolids] + [DepOfWater]) | 0.25 | Yes | (([DepOfGrease] + [DepOfSolids]) / ([DepOfGrease] + [DepOfSolids] + [DepOfWater])) * 1.05
[7 empty] | EX800 | ABOVE-FLOOR | Located along west kitchen wall to right of three basin |  |  | 2019-03-14 | 20 | gpm |  | in |  | No | Grease trap was not functioning, replaced 3/14/19 | 4 | Yes | 5 | Yes | 0.25 | No | ([DepOfGrease] + [DepOfSolids]) / ([DepOfGrease] + [DepOfSolids] + [DepOfWater]) | 0.25 | Yes | (([DepOfGrease] + [DepOfSolids]) / ([DepOfGrease] + [DepOfSolids] + [DepOfWater])) * 1.05
|  |  |  | Arby's #0054 | 6048 | 220 W. Coliseum Blvd., Coliseum Blvd., W., 220, Fort Wayne 46825
[7 empty] | EX100 | OUTDOOR | OIG Concrete, 2 manhole | Park Equipment Company | 2021-06-25 |  | 1500 | gal |  | in |  | No | Newly installed |  | No |  | No | 0.25 | No | ([DepOfGrease] + [DepOfSolids]) / ([DepOfGrease] + [DepOfSolids] + [DepOfWater]) | 0.25 | Yes | (([DepOfGrease] + [DepOfSolids]) / ([DepOfGrease] + [DepOfSolids] + [DepOfWater])) * 1.05
|  |  |  | Arby's #0743 | 9669 | 3524 E. State Blvd., State Blvd., E., 3524, Fort Wayne 46805
[7 empty] | EX100 | OUTDOOR | South of building near west corner in stones, one access manhole | Unknown |  |  | 1000 | gal |  | in | Quarterly | No |  | 4 | Yes | 5 | Yes | 0.25 | No | ([DepOfGrease] + [DepOfSolids]) / ([DepOfGrease] + [DepOfSolids] + [DepOfWater]) | 0.25 | Yes | (([DepOfGrease] + [DepOfSolids]) / ([DepOfGrease] + [DepOfSolids] + [DepOfWater])) * 1.05
|  |  |  | Arby's #0744 | 6054 | 6002 Stellhorn Rd., Stellhorn Rd., 6002, Fort Wayne 46815
[7 empty] | EX100 | OUTDOOR | Located on the N side of the building in the parking lot |  | 2021-07-23 |  | 1000 | gal |  | in |  | No |  | 4 | Yes | 5 | Yes | 0.25 | No | ([DepOfGrease] + [DepOfSolids]) / ([DepOfGrease] + [DepOfSolids] + [DepOfWater]) | 0.25 | Yes | (([DepOfGrease] + [DepOfSolids]) / ([DepOfGrease] + [DepOfSolids] + [DepOfWater])) * 1.05
|  |  |  | Arby's #1037 | 9834 | 4728 Illinois Rd., Illinois Rd., 4728, Fort Wayne 46804
[7 empty] | EX100 | OUTDOOR | Located on east side of building near back door, 2 access manholes | Unknown |  |  | 1000 | gal |  | in |  | No |  | 4 | Yes | 5 | Yes | 0.25 | No | ([DepOfGrease] + [DepOfSolids]) / ([DepOfGrease] + [DepOfSolids] + [DepOfWater]) | 0.25 | Yes | (([DepOfGrease] + [DepOfSolids]) / ([DepOfGrease] + [DepOfSolids] + [DepOfWater])) * 1.05
|  |  |  | Arby's #1201 | 6052 | 333 E. Washington Ctr. Rd., Washington Ctr. Rd., E., 333, Fort Wayne 46825
[7 empty] | EX100 | OUTDOOR | Located in mulch on east side of building | Unknown |  |  | 1000 | gal |  | in | Every 2 months | No | outlet tee but no inlet tee | 4 | Yes | 5 | Yes | 0.25 | No | ([DepOfGrease] + [DepOfSolids]) / ([DepOfGrease] + [DepOfSolids] + [DepOfWater]) | 0.25 | Yes | (([DepOfGrease] + [DepOfSolids]) / ([DepOfGrease] + [DepOfSolids] + [DepOfWater])) * 1.05
|  |  |  | Arby's #5054 | 9172 | 904 W. State Blvd., State Blvd., W., 904, Fort Wayne 46808
[7 empty] | EX100 | OUTDOOR | N of building in drive way. 2 MH's | Unknown | 2021-10-14 |  | 1000 | gal |  | in | Quarterly | Yes |  | 4 | Yes | 5 | Yes | 0.25 | No | ([DepOfGrease] + [DepOfSolids]) / ([DepOfGrease] + [DepOfSolids] + [DepOfWater]) | 0.25 | Yes | (([DepOfGrease] + [DepOfSolids]) / ([DepOfGrease] + [DepOfSolids] + [DepOfWater])) * 1.05
|  |  |  | Arby's #6395 | 6633 | 6759 Bluffton Rd., Bluffton Rd., 6759, Fort Wayne 46809
[7 empty] | EX100 | OUTDOOR | In drive thru | Unknown |  |  | 1000 | gal |  | in | Quarterly | No |  | 4 | Yes | 5 | Yes | 0.25 | No | ([DepOfGrease] + [DepOfSolids]) / ([DepOfGrease] + [DepOfSolids] + [DepOfWater]) | 0.25 | Yes | (([DepOfGrease] + [DepOfSolids]) / ([DepOfGrease] + [DepOfSolids] + [DepOfWater])) * 1.05
|  |  |  | Arby's #6396 | 9946 | 5755 Falls Dr., Falls Dr., 5755, Fort Wayne 46804
[7 empty] | EX100 | OUTDOOR | In grass behind building |  |  |  | 1000 | gal |  | in |  | No |  | 4 | Yes | 5 | Yes | 0.25 | No | ([DepOfGrease] + [DepOfSolids]) / ([DepOfGrease] + [DepOfSolids] + [DepOfWater]) | 0.25 | Yes | (([DepOfGrease] + [DepOfSolids]) / ([DepOfGrease] + [DepOfSolids] + [DepOfWater])) * 1.05
|  |  |  | Arby's #7510 | 6051 | 610 W. Jefferson Blvd., Jefferson Blvd., W., 610, Fort Wayne 46802
[7 empty] | EX100 | OUTDOOR | Located next to drive thru behind menu | Unknown |  |  | 1000 | gal |  | in |  | No | To perform dye trace use the cleanout located in the stones next to the back employee door. | 4 | Yes | 5 | Yes | 0.25 | No | ([DepOfGrease] + [DepOfSolids]) / ([DepOfGrease] + [DepOfSolids] + [DepOfWater]) | 0.25 | Yes | (([DepOfGrease] + [DepOfSolids]) / ([DepOfGrease] + [DepOfSolids] + [DepOfWater])) * 1.05
|  |  |  | Arby's #7692 | 9725 | 3910 E. Dupont Rd., Dupont Rd., E., 3910, Fort Wayne 46825
[7 empty] | EX100 | OUTDOOR | Located in landscape on south side of building, two access manholes. | Unknown |  |  | 1000 | gal |  | in | Quarterly | No |  | 4 | Yes | 5 | Yes | 0.25 | No | ([DepOfGrease] + [DepOfSolids]) / ([DepOfGrease] + [DepOfSolids] + [DepOfWater]) | 0.25 | Yes | (([DepOfGrease] + [DepOfSolids]) / ([DepOfGrease] + [DepOfSolids] + [DepOfWater])) * 1.05
|  |  |  | Arby's #7878 | 10252 | 9831 Lima Rd., Lima Rd., 9831, Fort Wayne 46818
[7 empty] | EX100 | OUTDOOR | Located west of the building in the landscaping, two access manholes. | Unknown |  |  | 1000 | gal |  | in | Quarterly | No |  | 4 | Yes | 5 | Yes | 0.25 | No | ([DepOfGrease] + [DepOfSolids]) / ([DepOfGrease] + [DepOfSolids] + [DepOfWater]) | 0.25 | Yes | (([DepOfGrease] + [DepOfSolids]) / ([DepOfGrease] + [DepOfSolids] + [DepOfWater])) * 1.05
|  |  |  | Arby's #8118 | 17588 | 10112 Maysville Rd., Maysville Rd., 10112, Fort Wayne 46835
[7 empty] | EX100 | OUTDOOR | Located in the landscaping to the south of the building, two access manholes, no inlet tee, outlet in place. | Unknown | 2018-02-19 |  | 1000 | gal |  | in | Quarterly | Yes |  | 4 | Yes | 5 | Yes | 0.25 | No | ([DepOfGrease] + [DepOfSolids]) / ([DepOfGrease] + [DepOfSolids] + [DepOfWater]) | 0.25 | Yes | (([DepOfGrease] + [DepOfSolids]) / ([DepOfGrease] + [DepOfSolids] + [DepOfWater])) * 1.05
|  |  |  | Arcos | 3073 | 7510 Winchester Rd., Winchester Rd., 7510, Fort Wayne 46819
[7 empty] | EX200 | IN-FLOOR | Located in kitchen near deep fryers | Unknown |  |  | 20 | gpm |  | in | Weekly | No | Recommended to increase cleaning to daily. | 4 | No | 5 | No | 0.25 | No | ([DepOfGrease] + [DepOfSolids]) / ([DepOfGrease] + [DepOfSolids] + [DepOfWater]) | 0.25 | Yes | (([DepOfGrease] + [DepOfSolids]) / ([DepOfGrease] + [DepOfSolids] + [DepOfWater])) * 1.05
[7 empty] | EX201 | ABOVE-FLOOR | Back kitchen | BK Resources | 2020-01-07 |  | 20 | gpm |  | in | Every 2 Weeks | Yes |  | 4 | Yes | 5 | Yes | 0.25 | No | ([DepOfGrease] + [DepOfSolids]) / ([DepOfGrease] + [DepOfSolids] + [DepOfWater]) | 0.25 | Yes | (([DepOfGrease] + [DepOfSolids]) / ([DepOfGrease] + [DepOfSolids] + [DepOfWater])) * 1.05
|  |  |  | Arena Bar and Grill | 9320 | 1567 W. Dupont Rd., Dupont Rd., W., 1567, Fort Wayne 46825
[7 empty] | EX100 | OUTDOOR | Located south of the building, SW of back door. One access manhole |  |  |  | 1000 | gal |  | in | Quarterly | No |  | 4 | Yes | 5 | Yes | 0.25 | No | ([DepOfGrease] + [DepOfSolids]) / ([DepOfGrease] + [DepOfSolids] + [DepOfWater]) | 0.25 | Yes | (([DepOfGrease] + [DepOfSolids]) / ([DepOfGrease] + [DepOfSolids] + [DepOfWater])) * 1.05
|  |  |  | Arlignton Park Association | 9825 | 4630 W. Arlington Park Blvd., Arlington Park Blvd., W., 4630, Fort Wayne 46835
|  |  |  | Arlington Elementary School | 10213 | 8118 St. Joe Ctr. Rd., St. Joe Ctr. Rd., 8118, Fort Wayne 46835
|  |  |  | a'Roma Pizza | 9224 | 1123 E. State Blvd., State Blvd., E., 1123, Fort Wayne 46805
[7 empty] | EX200 | ABOVE-FLOOR | Located in basement by the steps, black plastic, inlet and outlet baffles (no tees). | Ashland Trap Distribution | 2018-09-09 |  | 20 | gpm |  | in | Every 2 Weeks | No |  | 4 | Yes | 5 | Yes | 0.25 | No | ([DepOfGrease] + [DepOfSolids]) / ([DepOfGrease] + [DepOfSolids] + [DepOfWater]) | 0.25 | Yes | (([DepOfGrease] + [DepOfSolids]) / ([DepOfGrease] + [DepOfSolids] + [DepOfWater])) * 1.05
|  |  |  | A's Pub and Grub | 4485 | 2915 E. State Blvd., State Blvd., E., 2915, Fort Wayne 46805
[7 empty] | EX200 | ABOVE-FLOOR | under the three basin sink | BK Resources |  |  | 20 | gpm |  | in |  | No | Owner is replacing as of 4.21.2021 | 4 | Yes | 5 | Yes | 0.25 | No | ([DepOfGrease] + [DepOfSolids]) / ([DepOfGrease] + [DepOfSolids] + [DepOfWater]) | 0.25 | Yes | (([DepOfGrease] + [DepOfSolids]) / ([DepOfGrease] + [DepOfSolids] + [DepOfWater])) * 1.05
|  |  |  | Asakusa Japanese Restaurant | 10036 | 6224 Lima Rd., Lima Rd., 6224, Fort Wayne 46818
[7 empty] | EX200 | ABOVE-FLOOR | Located in kitchen under 3-basin sink | Unknown | 2012-06-06 |  |  | gal |  | in |  | Yes |  | 4 | Yes | 5 | Yes | 0.25 | No | ([DepOfGrease] + [DepOfSolids]) / ([DepOfGrease] + [DepOfSolids] + [DepOfWater]) | 0.25 | Yes | (([DepOfGrease] + [DepOfSolids]) / ([DepOfGrease] + [DepOfSolids] + [DepOfWater])) * 1.05
|  |  |  | Ascension Lutheran Church and School | 10232 | 8811 St. Joe Rd., St. Joe Rd., 8811, Fort Wayne 46835
[7 empty] | EX200 | ABOVE-FLOOR | under 2-compartment sink. | Zurn | 2023-10-30 |  | 7 | gpm |  | in | Monthly | Yes | gave a monthly cleaning frequency due to the low volume of dishes. | 4 | Yes | 5 | Yes | 0.25 | No | ([DepOfGrease] + [DepOfSolids]) / ([DepOfGrease] + [DepOfSolids] + [DepOfWater]) | 0.25 | Yes | (([DepOfGrease] + [DepOfSolids]) / ([DepOfGrease] + [DepOfSolids] + [DepOfWater])) * 1.05
|  |  |  | Ashberry Building | 18128 | 222 W. Berry St., Fort Wayne 46802
[7 empty] | EX311 | OUTDOOR | NE side of the building |  | 2023-03-14 |  | 1000 | gal |  | in |  | No |  | 4 | Yes | 5 | Yes | 0.25 | No | ([DepOfGrease] + [DepOfSolids]) / ([DepOfGrease] + [DepOfSolids] + [DepOfWater]) | 0.25 | Yes | (([DepOfGrease] + [DepOfSolids]) / ([DepOfGrease] + [DepOfSolids] + [DepOfWater])) * 1.05
|  |  |  | Ashton Creek Health and Rehab | 1204 | 4111 Park Place Drive, Fort Wayne 46845
[7 empty] | EX100 | OUTDOOR |  |  |  |  | 1000 | gal |  | in |  | No |  | 4 | Yes | 5 | Yes | 0.25 | No | ([DepOfGrease] + [DepOfSolids]) / ([DepOfGrease] + [DepOfSolids] + [DepOfWater]) | 0.25 | Yes | (([DepOfGrease] + [DepOfSolids]) / ([DepOfGrease] + [DepOfSolids] + [DepOfWater])) * 1.05
|  |  |  | Asian City Market | 17956 | 3601 Hessen Cassel Rd., Fort Wayne 46806
[7 empty] | EX600 |  | No Grease interceptor known for a fact | [6 empty] | in |  | No |  | 4 | Yes | 5 | Yes | 0.25 | No | ([DepOfGrease] + [DepOfSolids]) / ([DepOfGrease] + [DepOfSolids] + [DepOfWater]) | 0.25 | Yes | (([DepOfGrease] + [DepOfSolids]) / ([DepOfGrease] + [DepOfSolids] + [DepOfWater])) * 1.05
|  |  |  | Asphalt Care Inc. | 17577 | 4622 Industrial Rd., Industrial Rd., 4622, Fort Wayne 46835
|  |  |  | At Home | 18112 | 3830 Illinois Rd., Fort Wayne 46804
[7 empty] | EX500 | OUTDOOR | Filled in grease interceptor from when K-Mart was around. |  | 2023-01-25 |  | 1000 | gal |  | in |  | No | 1 pump out performed, load brought in from a retired grease interceptor. Filled in afterward, from old K-Mart, wasn't used under Burlington. | 4 | Yes | 5 | Yes | 0.25 | No | ([DepOfGrease] + [DepOfSolids]) / ([DepOfGrease] + [DepOfSolids] + [DepOfWater]) | 0.25 | Yes | (([DepOfGrease] + [DepOfSolids]) / ([DepOfGrease] + [DepOfSolids] + [DepOfWater])) * 1.05
|  |  |  | Aunt Millie's Bakeries | 9731 | 4001 Kraft Pkwy., Kraft Pkwy., 4001, Fort Wayne 46808
|  |  |  | Auntie Anne's - In Meijer | 17312 | 10301 Maysville Rd, Fort Wayne 46835
[7 empty] | EX200 | IN-FLOOR | No Control Manhole for this facility. Shared control manhole with Meijer's |  | 2014-08-06 |  | 25 | gpm |  | in |  | Yes |  | 4 | Yes | 5 | Yes | 0.25 | No | ([DepOfGrease] + [DepOfSolids]) / ([DepOfGrease] + [DepOfSolids] + [DepOfWater]) | 0.25 | Yes | (([DepOfGrease] + [DepOfSolids]) / ([DepOfGrease] + [DepOfSolids] + [DepOfWater])) * 1.05
|  |  |  | Auntie Anne's Center Court | 9753 | 4201 Coldwater Rd., Ste. L-09, Coldwater Rd., 4201, Ste. L-09, Fort Wayne 46805
[7 empty] | EX200 | IN-FLOOR | Right side of 3 basin sink | Canplas |  |  | 25 | gpm |  | in |  | No |  | 4 | Yes | 5 | Yes | 0.25 | No | ([DepOfGrease] + [DepOfSolids]) / ([DepOfGrease] + [DepOfSolids] + [DepOfWater]) | 0.25 | Yes | (([DepOfGrease] + [DepOfSolids]) / ([DepOfGrease] + [DepOfSolids] + [DepOfWater])) * 1.05
|  |  |  | Auntie Anne's Food Court | 9754 | 4201 Coldwater Rd., Ste. A-094A, Coldwater Rd., 4201, Ste. A-094A, Fort Wayne 46805
[7 empty] | EX200 | ABOVE-FLOOR | Left of 3 basin sink |  |  |  |  | gal |  | in |  | No |  | 4 | Yes | 5 | Yes | 0.25 | No | ([DepOfGrease] + [DepOfSolids]) / ([DepOfGrease] + [DepOfSolids] + [DepOfWater]) | 0.25 | Yes | (([DepOfGrease] + [DepOfSolids]) / ([DepOfGrease] + [DepOfSolids] + [DepOfWater])) * 1.05
|  |  |  | Auntie Anne's Pretzel in Coliseum | 17637 | 4000 Parnell Ave., Fort Wayne 46803
[7 empty] | EX200 |  | Located inside of Appleseed Burger Company kitchen to left of 3 compartment sink - GI-2 | Thermaco |  |  | 20 | gpm |  | in |  | No | Inside of Memorial Coliseum | 4 | Yes | 5 | Yes | 0.25 | No | ([DepOfGrease] + [DepOfSolids]) / ([DepOfGrease] + [DepOfSolids] + [DepOfWater]) | 0.25 | Yes | (([DepOfGrease] + [DepOfSolids]) / ([DepOfGrease] + [DepOfSolids] + [DepOfWater])) * 1.05
|  |  |  | Auntie Annes's in Meijer | 18421 | 4242 E. Dupont Rd. Ste. B, Fort Wayne 46825
[7 empty] | EX160 |  | West side of the building by the curbside pickup area |  |  |  | 1500 | gal |  | in |  | No |  | 4 | Yes | 5 | Yes | 0.25 | No | ([DepOfGrease] + [DepOfSolids]) / ([DepOfGrease] + [DepOfSolids] + [DepOfWater]) | 0.25 | Yes | (([DepOfGrease] + [DepOfSolids]) / ([DepOfGrease] + [DepOfSolids] + [DepOfWater])) * 1.05
|  |  |  | Auro Service Facility (Travis Auto) | 17434 | 7515 Maplecrest Rd., Marplecrest Rd., 7515, Fort Wayne 46835
[7 empty] | EX311 | IN-FLOOR | Poly trap located inside the garage area | Schier Products | 2016-03-16 |  | 20 | gpm |  | in |  | Yes | Trench trains flow into the g/t | 4 | Yes | 5 | Yes | 0.25 | No | ([DepOfGrease] + [DepOfSolids]) / ([DepOfGrease] + [DepOfSolids] + [DepOfWater]) | 0.25 | Yes | (([DepOfGrease] + [DepOfSolids]) / ([DepOfGrease] + [DepOfSolids] + [DepOfWater])) * 1.05
|  |  |  | Automotive Detailer's Inc. | 9816 | 4544 Illinois Rd., Illinois Rd., 4544, Fort Wayne 46804
|  |  |  | Autumn Ridge Golf Club | 10327 | 11420 Auburn Rd., Auburn Rd., 11420, Fort Wayne 46845
[7 empty] | EX100 | OUTDOOR |  |  |  |  | 1000 | gal |  | in |  | No |  | 4 | Yes | 5 | Yes | 0.25 | No | ([DepOfGrease] + [DepOfSolids]) / ([DepOfGrease] + [DepOfSolids] + [DepOfWater]) | 0.25 | Yes | (([DepOfGrease] + [DepOfSolids]) / ([DepOfGrease] + [DepOfSolids] + [DepOfWater])) * 1.05
|  |  |  | Avalon Food Pantry | 17512 | 1500 Lwr. Huntington Rd., Lwr. Huntington Rd., 1500, Fort Wayne 46819
[7 empty] | EX600 |  | Non grease interceptor |  |  |  |  | gal |  | in |  | No |  | 4 | Yes | 5 | Yes | 0.25 | No | ([DepOfGrease] + [DepOfSolids]) / ([DepOfGrease] + [DepOfSolids] + [DepOfWater]) | 0.25 | Yes | (([DepOfGrease] + [DepOfSolids]) / ([DepOfGrease] + [DepOfSolids] + [DepOfWater])) * 1.05
|  |  |  | Avalon Missionary Church | 9246 | 1212 Lwr. Huntington Rd., Lwr. Huntington Rd., 1212, Fort Wayne 46819
|  |  |  | AVI systems at BAE | 18053 | 4250 Airport Expressway, Fort Wayne 46809
[7 empty] | EX200 | IN-FLOOR | In front of 3-Basin |  |  |  | 50 | gpm |  | in |  | No |  | 4 | Yes | 5 | Yes | 0.25 | No | ([DepOfGrease] + [DepOfSolids]) / ([DepOfGrease] + [DepOfSolids] + [DepOfWater]) | 0.25 | Yes | (([DepOfGrease] + [DepOfSolids]) / ([DepOfGrease] + [DepOfSolids] + [DepOfWater])) * 1.05
|  |  |  | Avid Hotel | 18098 | 5950 Cross Creek Blvd., Fort Wayne 46818
[7 empty] | EX200 | ABOVE-FLOOR | Located Left of the 3-basin sink in the kitchen | Zurn | 2022-11-03 |  | 20 | gpm |  | in |  | No |  | 4 | Yes | 5 | Yes | 0.25 | No | ([DepOfGrease] + [DepOfSolids]) / ([DepOfGrease] + [DepOfSolids] + [DepOfWater]) | 0.25 | Yes | (([DepOfGrease] + [DepOfSolids]) / ([DepOfGrease] + [DepOfSolids] + [DepOfWater])) * 1.05
|  |  |  | AWS - Benchmark Human Services | 17514 | 8515 Bluffton Rd., Bluffton Rd., 8515, Fort Wayne 46809
|  |  |  | Axe to Grind | 18470 | 909 N. Coliseum Blvd., Fort Wayne 46805
[7 empty] | EX200 | ABOVE-FLOOR | Back kitchen under the 3-basin sink |  | 2025-11-21 |  | 25 | gpm |  | in |  | Yes |  | 4 | Yes | 5 | Yes | 0.25 | No | ([DepOfGrease] + [DepOfSolids]) / ([DepOfGrease] + [DepOfSolids] + [DepOfWater]) | 0.25 | Yes | (([DepOfGrease] + [DepOfSolids]) / ([DepOfGrease] + [DepOfSolids] + [DepOfWater])) * 1.05
[7 empty] | EX201 | ABOVE-FLOOR | Under front counter for Espresso machines |  | 2025-11-21 |  | 25 | gpm |  | in |  | Yes |  | 4 | Yes | 5 | Yes | 0.25 | No | ([DepOfGrease] + [DepOfSolids]) / ([DepOfGrease] + [DepOfSolids] + [DepOfWater]) | 0.25 | Yes | (([DepOfGrease] + [DepOfSolids]) / ([DepOfGrease] + [DepOfSolids] + [DepOfWater])) * 1.05
|  |  |  | Aye Chan Thar Restaurant | 1058 | 5002 Decatur Rd., Decatur Rd., 5002, Fort Wayne 46806
[7 empty] | EX200 | ABOVE-FLOOR | Located to right of 3-basin sink in main kitchen (farther east), metal | Watts Water Technology | 2013-05-02 |  | 20 | gpm |  | in | Every 2 Weeks | Yes | Cleaned by owner. The inlet baffle was recently replaced. | 4 | Yes | 5 | Yes | 0.25 | No | ([DepOfGrease] + [DepOfSolids]) / ([DepOfGrease] + [DepOfSolids] + [DepOfWater]) | 0.25 | Yes | (([DepOfGrease] + [DepOfSolids]) / ([DepOfGrease] + [DepOfSolids] + [DepOfWater])) * 1.05
[7 empty] | EX201 | ABOVE-FLOOR | Located to right of 2-basin sink in prep kitchen (farther west) | Canplas | 2013-05-02 |  | 20 | gpm |  | in | Every 2 Weeks | Yes | Cleaned by owner. | 4 | Yes | 5 | Yes | 0.25 | No | ([DepOfGrease] + [DepOfSolids]) / ([DepOfGrease] + [DepOfSolids] + [DepOfWater]) | 0.25 | Yes | (([DepOfGrease] + [DepOfSolids]) / ([DepOfGrease] + [DepOfSolids] + [DepOfWater])) * 1.05
|  |  |  | Aye Happy Family Grocery Store LLC | 18166 | 101 W. Washington Ctr. Rd. Ste. B, Fort Wayne 46825
[7 empty] | EX600 |  | Not Grease Interceptor Present | [6 empty] | in |  | No |  | 4 | Yes | 5 | Yes | 0.25 | No | ([DepOfGrease] + [DepOfSolids]) / ([DepOfGrease] + [DepOfSolids] + [DepOfWater]) | 0.25 | Yes | (([DepOfGrease] + [DepOfSolids]) / ([DepOfGrease] + [DepOfSolids] + [DepOfWater])) * 1.05
|  |  |  | AZ Family Halal Restaurant | 18262 | 602 E. Hawthorne St., Hawthorne St., E., 602, Fort Wayne 46806
[7 empty] | EX100 | OUTDOOR | Behind building back door |  | 2024-05-07 |  | 1000 | gal |  | in |  | Yes |  | 4 | Yes | 5 | Yes | 0.25 | No | ([DepOfGrease] + [DepOfSolids]) / ([DepOfGrease] + [DepOfSolids] + [DepOfWater]) | 0.25 | Yes | (([DepOfGrease] + [DepOfSolids]) / ([DepOfGrease] + [DepOfSolids] + [DepOfWater])) * 1.05
|  |  |  | B. Antonio's Pizza | 10258 | 10011 Lima Rd., Lima Rd., 10011, Fort Wayne 46818
[7 empty] | EX200 | ABOVE-FLOOR | Located along N Kitchen wall in cleaning area - left of 3 basin sink | Canplas |  |  | 20 | gpm |  | in | Quarterly | No | Grey plastic | 4 | Yes | 5 | Yes | 0.25 | No | ([DepOfGrease] + [DepOfSolids]) / ([DepOfGrease] + [DepOfSolids] + [DepOfWater]) | 0.25 | Yes | (([DepOfGrease] + [DepOfSolids]) / ([DepOfGrease] + [DepOfSolids] + [DepOfWater])) * 1.05
|  |  |  | B. Antonio's Pizza | 9893 | 5417 Meijer Dr., Meijer Dr., 5417, Fort Wayne 46835
[7 empty] | 001 |  | Plastic to the right of the 3 basin sink | [6 empty] | in | Every 2 Weeks | No |  | 4 | Yes | 5 | Yes | 0.25 | No | ([DepOfGrease] + [DepOfSolids]) / ([DepOfGrease] + [DepOfSolids] + [DepOfWater]) | 0.25 | Yes | (([DepOfGrease] + [DepOfSolids]) / ([DepOfGrease] + [DepOfSolids] + [DepOfWater])) * 1.05
|  |  |  | Baba's #25 Inc. | 6385 | 7505 S. Anthony Blvd., Anthony Blvd., S., 7505, Fort Wayne 46816
[7 empty] | EX200 | ABOVE-FLOOR | Located left of the 3 compartment sink, above the floor, grey metal. | Zurn Industries, LLC | 2018-04-12 |  | 20 | gpm |  | in | Every 2 Weeks | No |  | 4 | Yes | 5 | Yes | 0.25 | No | ([DepOfGrease] + [DepOfSolids]) / ([DepOfGrease] + [DepOfSolids] + [DepOfWater]) | 0.25 | Yes | (([DepOfGrease] + [DepOfSolids]) / ([DepOfGrease] + [DepOfSolids] + [DepOfWater])) * 1.05
|  |  |  | Baba's #26 | 4562 | 3205 E. State Blvd., State Blvd., E., 3205, Fort Wayne 46805
[7 empty] | EX200 | IN-FLOOR | Located in the kitchen floor in front of 3-basin sink | Unknown |  |  | 15 | gpm |  | in |  | No |  | 4 | Yes | 5 | Yes | 0.25 | No | ([DepOfGrease] + [DepOfSolids]) / ([DepOfGrease] + [DepOfSolids] + [DepOfWater]) | 0.25 | Yes | (([DepOfGrease] + [DepOfSolids]) / ([DepOfGrease] + [DepOfSolids] + [DepOfWater])) * 1.05
|  |  |  | Baba's Steak & Lemonade | 10142 | 6824 Lincoln Hwy., 6816 Lincoln Hwy, Fort Wayne 46803
[7 empty] | EX200 | ABOVE-FLOOR | Under 3-basin sink |  |  |  | 20 | gpm |  | in |  | No |  | 4 | Yes | 5 | Yes | 0.25 | No | ([DepOfGrease] + [DepOfSolids]) / ([DepOfGrease] + [DepOfSolids] + [DepOfWater]) | 0.25 | Yes | (([DepOfGrease] + [DepOfSolids]) / ([DepOfGrease] + [DepOfSolids] + [DepOfWater])) * 1.05
[7 empty] | EX500 | OUTDOOR | Outside the back next to the cooler |  |  |  | 1000 | gal |  | in |  | No | retired because doesn’t have center baffle. Installed an indoor GT - 5.29.25 | 4 | Yes | 5 | Yes | 0.25 | No | ([DepOfGrease] + [DepOfSolids]) / ([DepOfGrease] + [DepOfSolids] + [DepOfWater]) | 0.25 | Yes | (([DepOfGrease] + [DepOfSolids]) / ([DepOfGrease] + [DepOfSolids] + [DepOfWater])) * 1.05
|  |  |  | Baba's Steak and Lemonade | 17655 | 116 W. Rudisill Blvd. Ste. 101, Rudisill Blvd., W., 116, Ste. 101, Fort Wayne 46807
[7 empty] | EX100 | OUTDOOR | Located west of building in parking spot, straight out from Hardee's drive-thru window |  | 2018-11-27 |  | 1000 | gal |  | in |  | No |  | 4 | Yes | 5 | Yes | 0.25 | No | ([DepOfGrease] + [DepOfSolids]) / ([DepOfGrease] + [DepOfSolids] + [DepOfWater]) | 0.25 | Yes | (([DepOfGrease] + [DepOfSolids]) / ([DepOfGrease] + [DepOfSolids] + [DepOfWater])) * 1.05
|  |  |  | Baba's Steak and Lemonade #27 | 17420 | 1520 N. Wells St, Fort Wayne 46808
[7 empty] | EX200 | IN-FLOOR | Center of the kitchen on the east wall. | Canplas |  |  | 20 | gpm |  | in | Monthly | No |  | 4 | Yes | 5 | Yes | 0.25 | No | ([DepOfGrease] + [DepOfSolids]) / ([DepOfGrease] + [DepOfSolids] + [DepOfWater]) | 0.25 | Yes | (([DepOfGrease] + [DepOfSolids]) / ([DepOfGrease] + [DepOfSolids] + [DepOfWater])) * 1.05
|  |  |  | BAE System Cafeteria | 9393 | 2000 Taylor St., Taylor St., 2000, Fort Wayne 46802
|  |  |  | Bagger Daves Burger Tavern | 1228 | 2886 E. Dupont Rd., Dupont Rd., E., 2886, Fort Wayne 46825
[7 empty] | EX200 | IN-FLOOR | In floor near back door adjacent to mop sink |  |  |  | 200 | gal |  | in | Monthly | No |  | 4 | Yes | 5 | Yes | 0.25 | No | ([DepOfGrease] + [DepOfSolids]) / ([DepOfGrease] + [DepOfSolids] + [DepOfWater]) | 0.25 | Yes | (([DepOfGrease] + [DepOfSolids]) / ([DepOfGrease] + [DepOfSolids] + [DepOfWater])) * 1.05
|  |  |  | Baker Street Centre/C2G Music Hall | 18346 | 323 W. Baker Street, Fort Wayne 46802
[7 empty] | EX100 | [8 empty] | in |  | No |  | 4 | Yes | 5 | Yes | 0.25 | No | ([DepOfGrease] + [DepOfSolids]) / ([DepOfGrease] + [DepOfSolids] + [DepOfWater]) | 0.25 | Yes | (([DepOfGrease] + [DepOfSolids]) / ([DepOfGrease] + [DepOfSolids] + [DepOfWater])) * 1.05
|  |  |  | Baker Street Steakhouse | 869 | 4820 N. Clinton St., Clinton St., N., 4820, Fort Wayne 46825
[7 empty] | EX100 | OUTDOOR | Located - North side of building in landscaping |  |  |  | 1000 | gal |  | in | Monthly | No | Monthly as of 2.7.23 cleaning | 4 | Yes | 5 | Yes | 0.25 | No | ([DepOfGrease] + [DepOfSolids]) / ([DepOfGrease] + [DepOfSolids] + [DepOfWater]) | 0.25 | Yes | (([DepOfGrease] + [DepOfSolids]) / ([DepOfGrease] + [DepOfSolids] + [DepOfWater])) * 1.05
|  |  |  | Bakery Business | 17386 | 801 Northcrest Shopping Center Unit 8&9, Fort Wayne 46805
[7 empty] | EX200 | IN-FLOOR | in front of the three basin sink |  |  |  | 25 | gpm |  | in | Weekly | No |  | 4 | Yes | 5 | Yes | 0.25 | No | ([DepOfGrease] + [DepOfSolids]) / ([DepOfGrease] + [DepOfSolids] + [DepOfWater]) | 0.25 | Yes | (([DepOfGrease] + [DepOfSolids]) / ([DepOfGrease] + [DepOfSolids] + [DepOfWater])) * 1.05
|  |  |  | Bamboo Garden | 17589 | 5821 Maplecrest Rd., Maplecrest Rd., 5821, Fort Wayne 46835
[7 empty] | EX200 | IN-FLOOR | Located in the floor, left of the 3 compartment sink, 50 gpm, metal, inlet baffle. | L & J Restaurant mfg import inc. | 2018-02-26 |  | 50 | gpm |  | in | Every 2 Weeks | Yes | The 3 compartment sink is the only fixture plumbed to Grease Interceptor EX001. | 4 | Yes | 5 | Yes | 0.25 | No | ([DepOfGrease] + [DepOfSolids]) / ([DepOfGrease] + [DepOfSolids] + [DepOfWater]) | 0.25 | Yes | (([DepOfGrease] + [DepOfSolids]) / ([DepOfGrease] + [DepOfSolids] + [DepOfWater])) * 1.05
[7 empty] | EX201 | IN-FLOOR | Located in the floor in front of the mop sink, 50 gpm, grey metal, inlet baffle. | L & J Restaurant mfg import inc. | 2018-02-26 |  | 50 | gpm |  | in | Every 2 Weeks | Yes | Wok stove, floor drain by the wok stove, and hand sink by the counter are plumbed to Grease Interceptor EX002. | 4 | Yes | 5 | Yes | 0.25 | No | ([DepOfGrease] + [DepOfSolids]) / ([DepOfGrease] + [DepOfSolids] + [DepOfWater]) | 0.25 | Yes | (([DepOfGrease] + [DepOfSolids]) / ([DepOfGrease] + [DepOfSolids] + [DepOfWater])) * 1.05
|  |  |  | Bangkok Bistro | 1102 | 3009 E. State Blvd., Fort Wayne 46805
[7 empty] | EX200 | ABOVE-FLOOR | Located at the right end under the 3 compartment sink. | BK Resources | 2021-04-25 |  | 20 | gpm |  | in | Every 2 Weeks | Yes |  | 4 | Yes | 5 | Yes | 0.25 | No | ([DepOfGrease] + [DepOfSolids]) / ([DepOfGrease] + [DepOfSolids] + [DepOfWater]) | 0.25 | Yes | (([DepOfGrease] + [DepOfSolids]) / ([DepOfGrease] + [DepOfSolids] + [DepOfWater])) * 1.05
|  |  |  | Banh Mi Barista | 833 | 5320 Coldwater Rd., Coldwater Rd., 5320, Fort Wayne 46825
[7 empty] | EX200 | IN-FLOOR | Located in the kitchen in the floor | Canplas |  |  | 35 | gpm |  | in |  | No | the grease trap is under a fridge most of the time | 4 | Yes | 5 | Yes | 0.25 | No | ([DepOfGrease] + [DepOfSolids]) / ([DepOfGrease] + [DepOfSolids] + [DepOfWater]) | 0.25 | Yes | (([DepOfGrease] + [DepOfSolids]) / ([DepOfGrease] + [DepOfSolids] + [DepOfWater])) * 1.05
|  |  |  | Banh Mi Pho Shop | 9388 | 1925 Fairfield Ave., Fairfield Ave., 1925, Fort Wayne 46802
[7 empty] | EX200 | ABOVE-FLOOR | Internal Above Floor, black plastic, round manhole access, located to the left of 3-basin along north wall in the kitchen | Schier Products | 2017-06-07 |  | 20 | gpm |  | in | Every 2 Weeks | No |  | 4 | Yes | 5 | Yes | 0.25 | No | ([DepOfGrease] + [DepOfSolids]) / ([DepOfGrease] + [DepOfSolids] + [DepOfWater]) | 0.25 | Yes | (([DepOfGrease] + [DepOfSolids]) / ([DepOfGrease] + [DepOfSolids] + [DepOfWater])) * 1.05
|  |  |  | Baymont Inn & Suites | 9534 | 2881 E. Dupont Rd., Dupont Rd., E., 2881, Fort Wayne 46845
[7 empty] | EX200 | ABOVE-FLOOR | In pantry under 3-compartment sink in cabinet. | Unknown | 2021-09-21 |  | 4 | gpm |  | in | Every 2 Weeks | Yes |  | 4 | Yes | 5 | Yes | 0.25 | No | ([DepOfGrease] + [DepOfSolids]) / ([DepOfGrease] + [DepOfSolids] + [DepOfWater]) | 0.25 | Yes | (([DepOfGrease] + [DepOfSolids]) / ([DepOfGrease] + [DepOfSolids] + [DepOfWater])) * 1.05
|  |  |  | BB's Indian Kitchen | 4403 | 3235 N. Anthony Blvd., Anthony Blvd., N., 3235, Fort Wayne 46805
[7 empty] | EX200 | ABOVE-FLOOR | Basement | Schier Products | 2024-04-04 |  | 75 | gpm |  | in |  | Yes |  | 4 | Yes | 5 | Yes | 0.25 | No | ([DepOfGrease] + [DepOfSolids]) / ([DepOfGrease] + [DepOfSolids] + [DepOfWater]) | 0.25 | Yes | (([DepOfGrease] + [DepOfSolids]) / ([DepOfGrease] + [DepOfSolids] + [DepOfWater])) * 1.05
|  |  |  | Beer Barrel Pizza | 17463 | 4240 W. Jefferson Blvd. Ste. M-5, Fort Wayne 46804
[7 empty] | EX200 | IN-FLOOR | in-floor behind bar under cabinet |  |  |  | 20 | gpm |  | in |  | No |  | 4 | Yes | 5 | Yes | 0.25 | No | ([DepOfGrease] + [DepOfSolids]) / ([DepOfGrease] + [DepOfSolids] + [DepOfWater]) | 0.25 | Yes | (([DepOfGrease] + [DepOfSolids]) / ([DepOfGrease] + [DepOfSolids] + [DepOfWater])) * 1.05
[7 empty] | EX201 | IN-FLOOR | next to the three basin sink | Schier Products |  |  | 20 | gpm |  | in |  | No |  | 4 | Yes | 5 | Yes | 0.25 | No | ([DepOfGrease] + [DepOfSolids]) / ([DepOfGrease] + [DepOfSolids] + [DepOfWater]) | 0.25 | Yes | (([DepOfGrease] + [DepOfSolids]) / ([DepOfGrease] + [DepOfSolids] + [DepOfWater])) * 1.05
[7 empty] | EX202 | IN-FLOOR | not in use | Schier Products |  |  | 20 | gpm |  | in | Every 2 Weeks | No |  | 4 | Yes | 5 | Yes | 0.25 | No | ([DepOfGrease] + [DepOfSolids]) / ([DepOfGrease] + [DepOfSolids] + [DepOfWater]) | 0.25 | Yes | (([DepOfGrease] + [DepOfSolids]) / ([DepOfGrease] + [DepOfSolids] + [DepOfWater])) * 1.05
[7 empty] | EX203 | IN-FLOOR | In Kitchen left of water heater room in floor | Zurn |  |  | 20 | gpm |  | in |  | No |  | 4 | Yes | 5 | Yes | 0.25 | No | ([DepOfGrease] + [DepOfSolids]) / ([DepOfGrease] + [DepOfSolids] + [DepOfWater]) | 0.25 | Yes | (([DepOfGrease] + [DepOfSolids]) / ([DepOfGrease] + [DepOfSolids] + [DepOfWater])) * 1.05
[7 empty] | EX204 | IN-FLOOR | In flour storage room | Zurn |  |  | 20 | gpm |  | in |  | No |  | 4 | Yes | 5 | Yes | 0.25 | No | ([DepOfGrease] + [DepOfSolids]) / ([DepOfGrease] + [DepOfSolids] + [DepOfWater]) | 0.25 | Yes | (([DepOfGrease] + [DepOfSolids]) / ([DepOfGrease] + [DepOfSolids] + [DepOfWater])) * 1.05
[7 empty] | EX205 | IN-FLOOR | Behind bar | Zurn Industries, LLC |  |  | 20 | gpm |  | in |  | No |  | 4 | Yes | 5 | Yes | 0.25 | No | ([DepOfGrease] + [DepOfSolids]) / ([DepOfGrease] + [DepOfSolids] + [DepOfWater]) | 0.25 | Yes | (([DepOfGrease] + [DepOfSolids]) / ([DepOfGrease] + [DepOfSolids] + [DepOfWater])) * 1.05
[7 empty] | EX206 | ABOVE-FLOOR | Under pre-wash sink in dish room | Ashland Trap Distribution | 2021-09-15 |  | 10 | gpm |  | in |  | Yes |  | 4 | Yes | 5 | Yes | 0.25 | No | ([DepOfGrease] + [DepOfSolids]) / ([DepOfGrease] + [DepOfSolids] + [DepOfWater]) | 0.25 | Yes | (([DepOfGrease] + [DepOfSolids]) / ([DepOfGrease] + [DepOfSolids] + [DepOfWater])) * 1.05
|  |  |  | Belle Tire | 10008 | 6040 Lima Rd., Lima Rd., 6040, Fort Wayne 46825
[7 empty] | EX311 | OUTDOOR | Located in parking lot on south side of building | Unknown |  |  |  | gal |  | in |  | No |  | 4 | Yes | 5 | Yes | 0.25 | No | ([DepOfGrease] + [DepOfSolids]) / ([DepOfGrease] + [DepOfSolids] + [DepOfWater]) | 0.25 | Yes | (([DepOfGrease] + [DepOfSolids]) / ([DepOfGrease] + [DepOfSolids] + [DepOfWater])) * 1.05
|  |  |  | Belle Tire | 17468 | 6320 Illinois Rd., Illinois Rd., 6320, Fort Wayne 46804
[7 empty] | EX311 | OUTDOOR | East of the building | Amercian Concrete | 2016-09-16 |  | 1000 | gal |  | in |  | Yes |  | 4 | Yes | 5 | Yes | 0.25 | No | ([DepOfGrease] + [DepOfSolids]) / ([DepOfGrease] + [DepOfSolids] + [DepOfWater]) | 0.25 | Yes | (([DepOfGrease] + [DepOfSolids]) / ([DepOfGrease] + [DepOfSolids] + [DepOfWater])) * 1.05
|  |  |  | Belle Tire | 17717 | 10120 Maysville Rd., Maysville Rd., 10120, Fort Wayne 46835
[7 empty] | EX311 | OUTDOOR | Located north of the building, two access manholes |  | 2017-08-18 |  |  | gal |  | in |  | No |  | 4 | Yes | 5 | Yes | 0.25 | No | ([DepOfGrease] + [DepOfSolids]) / ([DepOfGrease] + [DepOfSolids] + [DepOfWater]) | 0.25 | Yes | (([DepOfGrease] + [DepOfSolids]) / ([DepOfGrease] + [DepOfSolids] + [DepOfWater])) * 1.05
|  |  |  | Bell's Skating Rink | 17982 | 7009 W. SR 930, Fort Wayne 46803
[7 empty] | EX200 | ABOVE-FLOOR | Under the 3-basin sink |  | 2022-08-30 |  | 7 | gpm |  | in |  | No |  | 4 | Yes | 5 | Yes | 0.25 | No | ([DepOfGrease] + [DepOfSolids]) / ([DepOfGrease] + [DepOfSolids] + [DepOfWater]) | 0.25 | Yes | (([DepOfGrease] + [DepOfSolids]) / ([DepOfGrease] + [DepOfSolids] + [DepOfWater])) * 1.05
|  |  |  | Belmont Beverage | 1210 | 3718 E. Dupont Rd, Dupont Rd, E., 3718, Fort Wayne 46825
[7 empty] | EX200 | IN-FLOOR | In floor in corner opposite refrigerator. |  |  |  | 20 | gpm |  | in |  | No |  | 4 | Yes | 5 | Yes | 0.25 | No | ([DepOfGrease] + [DepOfSolids]) / ([DepOfGrease] + [DepOfSolids] + [DepOfWater]) | 0.25 | Yes | (([DepOfGrease] + [DepOfSolids]) / ([DepOfGrease] + [DepOfSolids] + [DepOfWater])) * 1.05
|  |  |  | Belmont Beverage | 17377 | 8225 Lima Rd., Fort Wayne 46818
[7 empty] | EX600 | [6 empty] | gal |  | in |  | No | not required to have one | 4 | Yes | 5 | Yes | 0.25 | No | ([DepOfGrease] + [DepOfSolids]) / ([DepOfGrease] + [DepOfSolids] + [DepOfWater]) | 0.25 | Yes | (([DepOfGrease] + [DepOfSolids]) / ([DepOfGrease] + [DepOfSolids] + [DepOfWater])) * 1.05
|  |  |  | Belmont Beverage | 17378 | 2799 Maplecrest Rd., Fort Wayne 46815
[7 empty] | EX600 | [6 empty] | gal |  | in |  | No |  | 4 | Yes | 5 | Yes | 0.25 | No | ([DepOfGrease] + [DepOfSolids]) / ([DepOfGrease] + [DepOfSolids] + [DepOfWater]) | 0.25 | Yes | (([DepOfGrease] + [DepOfSolids]) / ([DepOfGrease] + [DepOfSolids] + [DepOfWater])) * 1.05
|  |  |  | Belmont Beverage | 9623 | 3311 N. Anthony Blvd., Anthony Blvd., N., 3311, Fort Wayne 46805
|  |  |  | Berhman Rolloffs, LLC | 17862 | N 012 Ohio 65, McClure 43534
|  |  |  | Bernie Best Deal Store | 9287 | 1411 N. Coliseum Blvd., Coliseum Blvd., N., 1411, Fort Wayne 46805
[7 empty] | EX200 | ABOVE-FLOOR | Left of the 3 basin sink | Schier Products | 2024-03-07 |  | 25 | gpm |  | in | Every 2 Weeks | Yes |  | 4 | Yes | 5 | Yes | 0.25 | No | ([DepOfGrease] + [DepOfSolids]) / ([DepOfGrease] + [DepOfSolids] + [DepOfWater]) | 0.25 | Yes | (([DepOfGrease] + [DepOfSolids]) / ([DepOfGrease] + [DepOfSolids] + [DepOfWater])) * 1.05
|  |  |  | Best Deal Auto Service Center | 18236 | 2515 Scotswolde Dr., Scotswolde Dr., 2515, Fort Wayne 46808
[7 empty] | EX311 | OUTDOOR | Oil/Sand Separator - Located northwest corner of the new addition in the pavement near the fence |  | 2024-02-01 |  | 1000 | gal |  | in |  | Yes |  | 4 | Yes | 5 | Yes | 0.25 | No | ([DepOfGrease] + [DepOfSolids]) / ([DepOfGrease] + [DepOfSolids] + [DepOfWater]) | 0.25 | Yes | (([DepOfGrease] + [DepOfSolids]) / ([DepOfGrease] + [DepOfSolids] + [DepOfWater])) * 1.05
|  |  |  | Best Warehouse | 18069 | 12602 Global Dr., Global Dr., 12602, Fort Wayne 46809
|  |  |  | Best Western Luxbury | 9900 | 5501 Coventry Ln., Coventry Ln., 5501, Fort Wayne 46804
|  |  |  | Best Western Plus #15111 | 9987 | 5926 Cross Creek Blvd., Cross Creek Blvd., 5926, Fort Wayne 46818
|  |  |  | Bethany United Methodist Church | 10200 | 7715 Sunny Lane, Sunny Lane, 7715, Fort Wayne 46835
|  |  |  | Bethel United Methodist Preschool | 10221 | 8405 Lima Rd., Lima Rd., 8405, Fort Wayne 46818
|  |  |  | Bethesda Lutheran Homes | 9729 | 3948 New Vision Dr., New Vision Dr., 3948, Fort Wayne 46845
|  |  |  | Bethlehem Lutheran Church | 9686 | 3705 S. Anthony Blvd., Anthony Blvd., S., 3705, Fort Wayne 46806
[7 empty] | EX200 | IN-FLOOR | in-floor in front on 3-Basin sink |  | 2023-08-14 |  | 20 | gpm |  | in |  | Yes | estimated 20gpm. Needs replaced 4.20.23 - replaced 8.14.23 | 4 | Yes | 5 | Yes | 0.25 | No | ([DepOfGrease] + [DepOfSolids]) / ([DepOfGrease] + [DepOfSolids] + [DepOfWater]) | 0.25 | Yes | (([DepOfGrease] + [DepOfSolids]) / ([DepOfGrease] + [DepOfSolids] + [DepOfWater])) * 1.05
[7 empty] | EX201 | IN-FLOOR | in-floor in front of dishwasher |  |  |  | 20 | gpm |  | in |  | No | estimated 20gpm | 4 | Yes | 5 | Yes | 0.25 | No | ([DepOfGrease] + [DepOfSolids]) / ([DepOfGrease] + [DepOfSolids] + [DepOfWater]) | 0.25 | Yes | (([DepOfGrease] + [DepOfSolids]) / ([DepOfGrease] + [DepOfSolids] + [DepOfWater])) * 1.05
|  |  |  | Bethlehem Woods Nursing and Rehabilitation Center | 9803 | 4430 Elsdale Dr., Elsdale Dr., 4430, Fort Wayne 46835
[7 empty] | EX100 | OUTDOOR |  |  |  |  | 1000 | gal |  | in |  | No |  | 4 | Yes | 5 | Yes | 0.25 | No | ([DepOfGrease] + [DepOfSolids]) / ([DepOfGrease] + [DepOfSolids] + [DepOfWater]) | 0.25 | Yes | (([DepOfGrease] + [DepOfSolids]) / ([DepOfGrease] + [DepOfSolids] + [DepOfWater])) * 1.05
|  |  |  | Beyond Able Kitchen | 17725 | 6722 E. State Blvd., State Blvd., E., 6722, Fort Wayne 46815
[7 empty] | EX200 | ABOVE-FLOOR | Located along the north side of the kitchen, above the floor. | Ashland Trap Distribution | 2019-07-12 |  | 15 | gpm |  | in | SemiAnnual | No |  | 4 | Yes | 5 | Yes | 0.25 | No | ([DepOfGrease] + [DepOfSolids]) / ([DepOfGrease] + [DepOfSolids] + [DepOfWater]) | 0.25 | Yes | (([DepOfGrease] + [DepOfSolids]) / ([DepOfGrease] + [DepOfSolids] + [DepOfWater])) * 1.05
|  |  |  | Beyond Organic Gardening & Juice | 18174 | 1205 Simon Rd., Huntertown 46748
|  |  |  | Biaggi's Ristorante Italiano | 9732 | 4010 W. Jefferson Blvd., Jefferson Blvd., W., 4010, Fort Wayne 46804
[7 empty] | EX100 | OUTDOOR | Northwest Corner of building near delivery door. |  |  |  | 1000 | gal |  | in |  | No |  | 4 | Yes | 5 | Yes | 0.25 | No | ([DepOfGrease] + [DepOfSolids]) / ([DepOfGrease] + [DepOfSolids] + [DepOfWater]) | 0.25 | Yes | (([DepOfGrease] + [DepOfSolids]) / ([DepOfGrease] + [DepOfSolids] + [DepOfWater])) * 1.05
|  |  |  | Bibibop | 18390 | 4968 E. Dupont Rd., Fort Wayne 46825
[7 empty] | EX100 | OUTDOOR | South side of the bldg. behind the back door in a parking stall |  | 2025-05-20 |  | 1000 | gal |  | in |  | Yes |  | 4 | Yes | 5 | Yes | 0.25 | No | ([DepOfGrease] + [DepOfSolids]) / ([DepOfGrease] + [DepOfSolids] + [DepOfWater]) | 0.25 | Yes | (([DepOfGrease] + [DepOfSolids]) / ([DepOfGrease] + [DepOfSolids] + [DepOfWater])) * 1.05
|  |  |  | Big Apple Pizza | 9017 | 120 W. Wayne St., Wayne St., W., 120, Fort Wayne 46802
[7 empty] | EX200 | ABOVE-FLOOR | Above floor located under the pre-wash sink. | Canplas | 2023-05-10 |  | 20 | gpm |  | in | Weekly | Yes |  | 4 | Yes | 5 | Yes | 0.25 | No | ([DepOfGrease] + [DepOfSolids]) / ([DepOfGrease] + [DepOfSolids] + [DepOfWater]) | 0.25 | Yes | (([DepOfGrease] + [DepOfSolids]) / ([DepOfGrease] + [DepOfSolids] + [DepOfWater])) * 1.05
|  |  |  | Big Eyed Fish | 5834 | 1502 N. Wells St., Wells St., N., 1502, Fort Wayne 46808
[7 empty] | EX200 | ABOVE-FLOOR | Grease trap is by the 3 basin sink before the dishwasher | BK Resources |  |  | 20 | gpm |  | in | Every 2 Weeks | No |  | 4 | Yes | 5 | Yes | 0.25 | No | ([DepOfGrease] + [DepOfSolids]) / ([DepOfGrease] + [DepOfSolids] + [DepOfWater]) | 0.25 | Yes | (([DepOfGrease] + [DepOfSolids]) / ([DepOfGrease] + [DepOfSolids] + [DepOfWater])) * 1.05
|  |  |  | Big Eyed Fish Express | 1041 | 3001 Hillegas Rd., Hillegas Rd., 3001, Fort Wayne 46808
[7 empty] | EX160 | OUTDOOR | Receives flow from Big Eyed Fish (after indoor GI) and Phil's One Stop |  |  |  | 1000 | gal |  | in |  | No |  | 4 | Yes | 5 | Yes | 0.25 | No | ([DepOfGrease] + [DepOfSolids]) / ([DepOfGrease] + [DepOfSolids] + [DepOfWater]) | 0.25 | Yes | (([DepOfGrease] + [DepOfSolids]) / ([DepOfGrease] + [DepOfSolids] + [DepOfWater])) * 1.05
[7 empty] | EX200 | ABOVE-FLOOR | Below three basin sink. Receives flow from 3-basin and hand sink, then flows into 1000 gallon outdoor GI |  |  |  | 20 | gpm |  | in | Every 2 Weeks | No | as of inspection 5.6.22 was using Atlas additive | 4 | Yes | 5 | Yes | 0.25 | No | ([DepOfGrease] + [DepOfSolids]) / ([DepOfGrease] + [DepOfSolids] + [DepOfWater]) | 0.25 | Yes | (([DepOfGrease] + [DepOfSolids]) / ([DepOfGrease] + [DepOfSolids] + [DepOfWater])) * 1.05
|  |  |  | Big Eyed Fish Express North | 10302 | 10380 Leo Rd., Leo Rd., 10380, Fort Wayne 46825
[7 empty] | EX200 | ABOVE-FLOOR | Located right of the 3 compartment sink, above the floor, black plastic, 15 gpm capacity, Ashland Trap Distribution manufacturer. | Ashland Trap Distribution | 2017-08-21 |  | 15 | gpm |  | in | Every 2 Weeks | Yes | This grease trap replaced the corroded grease trap located in the floor. | 4 | Yes | 5 | Yes | 0.25 | No | ([DepOfGrease] + [DepOfSolids]) / ([DepOfGrease] + [DepOfSolids] + [DepOfWater]) | 0.25 | Yes | (([DepOfGrease] + [DepOfSolids]) / ([DepOfGrease] + [DepOfSolids] + [DepOfWater])) * 1.05
|  |  |  | Biggby Coffee | 17292 | 6568 E. State Blvd., State Blvd., E., 6568, Fort Wayne 46815
[7 empty] | EX200 | IN-FLOOR | In-floor beneath the 3 basin sink to the left. | Schier Products |  |  | 25 | gpm |  | in | Monthly | Yes |  | 4 | Yes | 5 | Yes | 0.25 | No | ([DepOfGrease] + [DepOfSolids]) / ([DepOfGrease] + [DepOfSolids] + [DepOfWater]) | 0.25 | Yes | (([DepOfGrease] + [DepOfSolids]) / ([DepOfGrease] + [DepOfSolids] + [DepOfWater])) * 1.05
|  |  |  | Biggby Coffee | 17454 | 1505 W. Dupont Rd. Ste. A, Dupont Rd., W., 1505-A, Fort Wayne 46825
[7 empty] | EX200 | IN-FLOOR | Located to the left of the 3-basin sink. | Schier Products | 2016-04-22 |  | 15 | gpm |  | in | Quarterly | No | Cleaned by the owners | 4 | Yes | 5 | Yes | 0.25 | No | ([DepOfGrease] + [DepOfSolids]) / ([DepOfGrease] + [DepOfSolids] + [DepOfWater]) | 0.25 | Yes | (([DepOfGrease] + [DepOfSolids]) / ([DepOfGrease] + [DepOfSolids] + [DepOfWater])) * 1.05
|  |  |  | Biggby Coffee | 17872 | 5917 Illinois Rd., Fort Wayne 46804
[7 empty] | EX200 | ABOVE-FLOOR | Located to the left of the 3 compartment sink. In-between 3 compartment and the hand sink on the south wall. | Canplas | 2021-01-08 |  | 10 | gpm |  | in | Every 2 Weeks | No |  | 4 | Yes | 5 | Yes | 0.25 | No | ([DepOfGrease] + [DepOfSolids]) / ([DepOfGrease] + [DepOfSolids] + [DepOfWater]) | 0.25 | Yes | (([DepOfGrease] + [DepOfSolids]) / ([DepOfGrease] + [DepOfSolids] + [DepOfWater])) * 1.05
|  |  |  | Biggby Coffee | 18233 | 8605 Bluffton Rd., Fort Wayne 46809
[7 empty] | EX100 | OUTDOOR | Southeast most GI, East of Building |  | 2024-01-03 |  | 1000 | gal |  | in |  | No |  | 4 | Yes | 5 | Yes | 0.25 | No | ([DepOfGrease] + [DepOfSolids]) / ([DepOfGrease] + [DepOfSolids] + [DepOfWater]) | 0.25 | Yes | (([DepOfGrease] + [DepOfSolids]) / ([DepOfGrease] + [DepOfSolids] + [DepOfWater])) * 1.05
|  |  |  | Bimi Bistro | 17963 | 4150 W. Jefferson Blvd., Ste. K6A, Fort Wayne 46804
[7 empty] | EX200 | IN-FLOOR | Located in floor in the kitchen | Canplas |  |  | 15 | gpm |  | in | Weekly | No |  | 4 | Yes | 5 | Yes | 0.25 | No | ([DepOfGrease] + [DepOfSolids]) / ([DepOfGrease] + [DepOfSolids] + [DepOfWater]) | 0.25 | Yes | (([DepOfGrease] + [DepOfSolids]) / ([DepOfGrease] + [DepOfSolids] + [DepOfWater])) * 1.05
|  |  |  | Birchwood by A Day Away Adult Daycare | 1043 | 8151 Glencarin Blvd., Glencarin Blvd., 8151, Fort Wayne 46804
|  |  |  | Birrieria La Cabana | 9487 | 2534 New Haven Ave., New Haven Ave., 2534, Fort Wayne 46803
[7 empty] | EX200 | ABOVE-FLOOR | Located in the basement in the Southeast utility room. |  | 2020-07-13 |  | 20 | gpm |  | in | Every 2 Weeks | No |  | 4 | Yes | 5 | Yes | 0.25 | No | ([DepOfGrease] + [DepOfSolids]) / ([DepOfGrease] + [DepOfSolids] + [DepOfWater]) | 0.25 | Yes | (([DepOfGrease] + [DepOfSolids]) / ([DepOfGrease] + [DepOfSolids] + [DepOfWater])) * 1.05
|  |  |  | Bishop Dwenger High School | 9260 | 1300 E. Washington Ctr. Rd., Washington Ctr. Rd., E., 1300, Fort Wayne 46825
[7 empty] | EX201 | ABOVE-FLOOR |  | Zurn |  |  | 20 | gpm |  | in |  | No | Located in the utility room South of the concessions kitchen. | 4 | Yes | 5 | Yes | 0.25 | No | ([DepOfGrease] + [DepOfSolids]) / ([DepOfGrease] + [DepOfSolids] + [DepOfWater]) | 0.25 | Yes | (([DepOfGrease] + [DepOfSolids]) / ([DepOfGrease] + [DepOfSolids] + [DepOfWater])) * 1.05
|  |  |  | Bishop Luers High School | 9064 | 333 E. Paulding Rd., Paulding Rd., E., 333, Fort Wayne 46816
|  |  |  | Bistro Nota | 9132 | 620 S. Calhoun St., Calhoun St., S., 620, Fort Wayne 46802
[7 empty] | EX200 | ABOVE-FLOOR | Above Floor to the right of the grease trap |  |  |  | 20 | gpm |  | in | Weekly | No |  | 4 | Yes | 5 | Yes | 0.25 | No | ([DepOfGrease] + [DepOfSolids]) / ([DepOfGrease] + [DepOfSolids] + [DepOfWater]) | 0.25 | Yes | (([DepOfGrease] + [DepOfSolids]) / ([DepOfGrease] + [DepOfSolids] + [DepOfWater])) * 1.05
|  |  |  | Bites by Vivi | 18194 | 4201 Coldwater Rd., Ste. N06, Fort Wayne 46805
|  |  |  | Bittersweet | 17807 | 118 W. Columbia St. Ste. 102, Columbia St., W., 118., Ste. 102, Fort Wayne 46802
[7 empty] | EX200 | ABOVE-FLOOR | Located in SW basement. Receives flow from the coffee shop only. | Schier Products | 2020-05-01 |  | 35 | gpm |  | in | Every 2 Weeks | No |  | 4 | Yes | 5 | Yes | 0.25 | No | ([DepOfGrease] + [DepOfSolids]) / ([DepOfGrease] + [DepOfSolids] + [DepOfWater]) | 0.25 | Yes | (([DepOfGrease] + [DepOfSolids]) / ([DepOfGrease] + [DepOfSolids] + [DepOfWater])) * 1.05
|  |  |  | BJ's Restaurant (CUGC) | 17506 | 245 W. Coliseum Blvd., Coliseum Blvd., W., 245, Fort Wayne 46805
[7 empty] | EX100 | OUTDOOR | 1000 gallon in ground concrete grease interceptor. Located south of building. |  | 2016-10-14 |  | 1250 | gal |  | in | Quarterly | Yes |  | 4 | Yes | 5 | Yes | 0.25 | No | ([DepOfGrease] + [DepOfSolids]) / ([DepOfGrease] + [DepOfSolids] + [DepOfWater]) | 0.25 | Yes | (([DepOfGrease] + [DepOfSolids]) / ([DepOfGrease] + [DepOfSolids] + [DepOfWater])) * 1.05
|  |  |  | Black Canyon | 9308 | 1509 W. Dupont Rd., Dupont Rd., W., 1509, Fort Wayne 46825
[7 empty] | EX100 | OUTDOOR |  |  |  |  | 1000 | gal |  | in | Quarterly | No |  | 4 | Yes | 5 | Yes | 0.25 | No | ([DepOfGrease] + [DepOfSolids]) / ([DepOfGrease] + [DepOfSolids] + [DepOfWater]) | 0.25 | Yes | (([DepOfGrease] + [DepOfSolids]) / ([DepOfGrease] + [DepOfSolids] + [DepOfWater])) * 1.05
[7 empty] | EX200 | ABOVE-FLOOR |  |  |  |  | 20 | gpm |  | in | Weekly | No |  | 4 | Yes | 5 | Yes | 0.25 | No | ([DepOfGrease] + [DepOfSolids]) / ([DepOfGrease] + [DepOfSolids] + [DepOfWater]) | 0.25 | Yes | (([DepOfGrease] + [DepOfSolids]) / ([DepOfGrease] + [DepOfSolids] + [DepOfWater])) * 1.05
|  |  |  | Black Dog Pub | 10039 | 6230 Covington Plaza, Covington Plaza, 6230, Fort Wayne 46804
|  |  |  | Black Forest Cat Café | 17968 | 4716 Coldwater Rd., Fort Wayne 46825
[7 empty] | EX200 | IN-FLOOR | Located in employee bathroom, 50 gpm, inlet baffle with built in baffle around inlet at base of trap, outlet baffle. | Canplas |  |  | 50 | gpm |  | in | Every 2 Weeks | Yes |  | 4 | Yes | 5 | Yes | 0.25 | No | ([DepOfGrease] + [DepOfSolids]) / ([DepOfGrease] + [DepOfSolids] + [DepOfWater]) | 0.25 | Yes | (([DepOfGrease] + [DepOfSolids]) / ([DepOfGrease] + [DepOfSolids] + [DepOfWater])) * 1.05
|  |  |  | Black Hawk Apartments | 18226 | 3010 Simcoe Dr., Fort Wayne 46815
[7 empty] | EX600 |  | See Comments where waste is from | [6 empty] | in |  | No |  | 4 | Yes | 5 | Yes | 0.25 | No | ([DepOfGrease] + [DepOfSolids]) / ([DepOfGrease] + [DepOfSolids] + [DepOfWater]) | 0.25 | Yes | (([DepOfGrease] + [DepOfSolids]) / ([DepOfGrease] + [DepOfSolids] + [DepOfWater])) * 1.05
|  |  |  | Blackhawk Christian High School & Church | 10172 | 7400 E. State Blvd., State Blvd., E., 7400, Fort Wayne 46815
[7 empty] | EX100 | OUTDOOR | West of the gym, 2 access manholes | Unknown | 2018-07-08 |  | 1000 | gal |  | in | Quarterly | Yes | Quarterly cleaning recommended when school is in session. Outlet T in place | 4 | Yes | 5 | Yes | 0.25 | No | ([DepOfGrease] + [DepOfSolids]) / ([DepOfGrease] + [DepOfSolids] + [DepOfWater]) | 0.25 | Yes | (([DepOfGrease] + [DepOfSolids]) / ([DepOfGrease] + [DepOfSolids] + [DepOfWater])) * 1.05
[7 empty] | EX201 | ABOVE-FLOOR | Located in the cabinet in the small front kitchen space behind the coffee bar dump sink | Zurn Industries, LLC |  |  | 4 | gpm |  | in | Every 2 Weeks | No |  | 4 | Yes | 5 | Yes | 0.25 | No | ([DepOfGrease] + [DepOfSolids]) / ([DepOfGrease] + [DepOfSolids] + [DepOfWater]) | 0.25 | Yes | (([DepOfGrease] + [DepOfSolids]) / ([DepOfGrease] + [DepOfSolids] + [DepOfWater])) * 1.05
|  |  |  | Blackhawk Middle School | 10158 | 7200 E. State Blvd., State Blvd., E., 7200, Fort Wayne 46815
[7 empty] | EX120 | OUTDOOR | Located West of building | Schier Products | 2018-08-01 |  | 100 | gal |  | in |  | No |  | 4 | Yes | 5 | Yes | 0.25 | No | ([DepOfGrease] + [DepOfSolids]) / ([DepOfGrease] + [DepOfSolids] + [DepOfWater]) | 0.25 | Yes | (([DepOfGrease] + [DepOfSolids]) / ([DepOfGrease] + [DepOfSolids] + [DepOfWater])) * 1.05
[7 empty] | EX121 | OUTDOOR | West of building | Schier Products | 2018-08-01 |  | 100 | gal |  | in |  | No |  | 4 | Yes | 5 | Yes | 0.25 | No | ([DepOfGrease] + [DepOfSolids]) / ([DepOfGrease] + [DepOfSolids] + [DepOfWater]) | 0.25 | Yes | (([DepOfGrease] + [DepOfSolids]) / ([DepOfGrease] + [DepOfSolids] + [DepOfWater])) * 1.05
|  |  |  | Blackhawk Swim and Tennis Club | 9562 | 3020 Simcoe Dr., Simcoe Dr., 3020, Fort Wayne 46815
|  |  |  | Blaze Pizza | 17570 | 401 E. Coliseum Blvd., Coliseum Blvd., E., 401, Fort Wayne 46805
[7 empty] | EX200 | IN-FLOOR | Located in the floor in the back kitchen across from the 3 compartment sink, black plastic, 75 gpm capacity, Schier Products manufacturer. | Schier Products | 2017-08-17 |  | 75 | gpm |  | in | Every 2 Weeks | Yes |  | 4 | Yes | 5 | Yes | 0.25 | No | ([DepOfGrease] + [DepOfSolids]) / ([DepOfGrease] + [DepOfSolids] + [DepOfWater]) | 0.25 | Yes | (([DepOfGrease] + [DepOfSolids]) / ([DepOfGrease] + [DepOfSolids] + [DepOfWater])) * 1.05
|  |  |  | Blondie's Cookies Inc. | 9755 | 4201 Coldwater Rd., Ste. N-03, Coldwater Rd., 4201, Ste. N-03, Fort Wayne 46805
[7 empty] | EX200 | ABOVE-FLOOR | Above Floor |  |  |  | 7 | gpm |  | in | Twice Weekly | Yes |  | 4 | Yes | 5 | Yes | 0.25 | No | ([DepOfGrease] + [DepOfSolids]) / ([DepOfGrease] + [DepOfSolids] + [DepOfWater]) | 0.25 | Yes | (([DepOfGrease] + [DepOfSolids]) / ([DepOfGrease] + [DepOfSolids] + [DepOfWater])) * 1.05
|  |  |  | Bloomingdale Elementary | 9261 | 1300 Orchard St., Orchard St., 1300, Fort Wayne 46808
|  |  |  | Blue Beacon International | 9613 | 3230 W. Coliseum Blvd., Coliseum Blvd., W., 3230, Fort Wayne 46808
|  |  |  | Blueberry Pancake House II | 10130 | 6736 E. State Blvd., State Blvd., E., 6736, Fort Wayne 46815
[7 empty] | EX200 | IN-FLOOR | Located in floor beneath the 3 compartment sink |  |  |  | 20 | gpm |  | in | Weekly | No |  | 4 | Yes | 5 | Yes | 0.25 | No | ([DepOfGrease] + [DepOfSolids]) / ([DepOfGrease] + [DepOfSolids] + [DepOfWater]) | 0.25 | Yes | (([DepOfGrease] + [DepOfSolids]) / ([DepOfGrease] + [DepOfSolids] + [DepOfWater])) * 1.05
[7 empty] | EX201 | ABOVE-FLOOR | Under prewash | Unknown | 2019-12-09 |  | 20 | gpm |  | in | Every 2 Weeks | No |  | 4 | Yes | 5 | Yes | 0.25 | No | ([DepOfGrease] + [DepOfSolids]) / ([DepOfGrease] + [DepOfSolids] + [DepOfWater]) | 0.25 | Yes | (([DepOfGrease] + [DepOfSolids]) / ([DepOfGrease] + [DepOfSolids] + [DepOfWater])) * 1.05
|  |  |  | Blu's Bouba | 18357 | 10376 Leo Rd. Ste H, SR 1, 10376 Ste H, Fort Wayne 46825
[7 empty] | EX200 | ABOVE-FLOOR | Back kitchen area after the 3-basin sink | BK Resources | 2025-07-16 |  | 20 | gpm |  | in |  | Yes |  | 4 | Yes | 5 | Yes | 0.25 | No | ([DepOfGrease] + [DepOfSolids]) / ([DepOfGrease] + [DepOfSolids] + [DepOfWater]) | 0.25 | Yes | (([DepOfGrease] + [DepOfSolids]) / ([DepOfGrease] + [DepOfSolids] + [DepOfWater])) * 1.05
|  |  |  | Board & Brush, North Fort Wayne | 17643 | 6817 Lima Rd., Lima Rd., 6817, Fort Wayne 46803
[7 empty] | EX200 | ABOVE-FLOOR | Above floor unit located in the utility room. | Schier Products | 2018-10-01 |  | 20 | gpm |  | in | Quarterly | Yes |  | 4 | Yes | 5 | Yes | 0.25 | No | ([DepOfGrease] + [DepOfSolids]) / ([DepOfGrease] + [DepOfSolids] + [DepOfWater]) | 0.25 | Yes | (([DepOfGrease] + [DepOfSolids]) / ([DepOfGrease] + [DepOfSolids] + [DepOfWater])) * 1.05
|  |  |  | Bob Evans | 17820 | 2000 Havemann Rd, Celina
|  |  |  | Bob Evans Restaurant | 9951 | 5785 Coventry Pkwy., Coventry Pkwy., 5785, Fort Wayne 46804
[7 empty] | EX100 | OUTDOOR | Outside back door |  |  |  |  | gal |  | in |  | No |  | 4 | Yes | 5 | Yes | 0.25 | No | ([DepOfGrease] + [DepOfSolids]) / ([DepOfGrease] + [DepOfSolids] + [DepOfWater]) | 0.25 | Yes | (([DepOfGrease] + [DepOfSolids]) / ([DepOfGrease] + [DepOfSolids] + [DepOfWater])) * 1.05
|  |  |  | Bob Evans Restaurant #318 | 9554 | 2935 E. Dupont Rd., Dupont Rd., E., 2935, Fort Wayne 46825
[7 empty] | EX100 | OUTDOOR | Located on north side of building near back door | Unknown |  |  | 1000 | gal |  | in |  | No |  | 4 | Yes | 5 | Yes | 0.25 | No | ([DepOfGrease] + [DepOfSolids]) / ([DepOfGrease] + [DepOfSolids] + [DepOfWater]) | 0.25 | Yes | (([DepOfGrease] + [DepOfSolids]) / ([DepOfGrease] + [DepOfSolids] + [DepOfWater])) * 1.05
|  |  |  | Bob Evans Restaurant #456 | 7667 | 5135 Meijer Dr., Meijer Dr., 5135, Fort Wayne 46835
[7 empty] | EX100 | OUTDOOR | NE corner of building |  |  |  | 1000 | gal |  | in |  | No |  | 4 | Yes | 5 | Yes | 0.25 | No | ([DepOfGrease] + [DepOfSolids]) / ([DepOfGrease] + [DepOfSolids] + [DepOfWater]) | 0.25 | Yes | (([DepOfGrease] + [DepOfSolids]) / ([DepOfGrease] + [DepOfSolids] + [DepOfWater])) * 1.05
|  |  |  | Bob Mutton | 1138 | 5530 Illinois Rd, Illinois Rd., 5530, Fort Wayne 46804
[7 empty] | EX600 |  | No Grease Trap |  |  |  |  | gal |  | in |  | No |  | 4 | Yes | 5 | Yes | 0.25 | No | ([DepOfGrease] + [DepOfSolids]) / ([DepOfGrease] + [DepOfSolids] + [DepOfWater]) | 0.25 | Yes | (([DepOfGrease] + [DepOfSolids]) / ([DepOfGrease] + [DepOfSolids] + [DepOfWater])) * 1.05
|  |  |  | Bob's Discount Furniture | 18066 | 125 W. Coliseum Blvd., Fort Wayne 46803
|  |  |  | Bolt Custom Trucks | 18244 | 6502 Nelson Rd., Nelson Rd., 6502, Fort Wayne 46803
[7 empty] | EX311 |  | Located in Bolt Custom Manufacturing in the floor | Zurn | 2024-04-19 |  |  |  |  | in |  | Yes | Zurn Z1189 Oil/sediment trap | 4 | Yes | 5 | Yes | 0.25 | No | ([DepOfGrease] + [DepOfSolids]) / ([DepOfGrease] + [DepOfSolids] + [DepOfWater]) | 0.25 | Yes | (([DepOfGrease] + [DepOfSolids]) / ([DepOfGrease] + [DepOfSolids] + [DepOfWater])) * 1.05
|  |  |  | Bon Bon's Coffee | 18469 | 5712 Maplecrest Rd., Fort Wayne 46803
|  |  |  | Bon Bon's Coffee (Inside Dupont Hospital) | 17679 | 2520 E. Dupont Rd., Dupont Rd., E., 2520, Fort Wayne 46825
|  |  |  | Boot Leggers Saloon and Galley | 3740 | 2809 W. Main St., Main St., W., 2809, Fort Wayne 46808
[7 empty] | EX200 | ABOVE-FLOOR | Located in basement | Unknown |  |  |  | gal |  | in | Monthly | No |  | 4 | Yes | 5 | Yes | 0.25 | No | ([DepOfGrease] + [DepOfSolids]) / ([DepOfGrease] + [DepOfSolids] + [DepOfWater]) | 0.25 | Yes | (([DepOfGrease] + [DepOfSolids]) / ([DepOfGrease] + [DepOfSolids] + [DepOfWater])) * 1.05
|  |  |  | BoPho To-Go | 17767 | 8812 Coldwater Rd., Coldwater Rd., 8812, Fort Wayne 46825
[7 empty] | EX200 | IN-FLOOR | In floor in far east room | Schier Products |  |  | 20 | gpm |  | in | Every 2 Weeks | No |  | 4 | Yes | 5 | Yes | 0.25 | No | ([DepOfGrease] + [DepOfSolids]) / ([DepOfGrease] + [DepOfSolids] + [DepOfWater]) | 0.25 | Yes | (([DepOfGrease] + [DepOfSolids]) / ([DepOfGrease] + [DepOfSolids] + [DepOfWater])) * 1.05
|  |  |  | Botanical Gardens Café | 0032 | 1100 S. Calhoun St., Calhoun St., S., 1100, Fort Wayne 46802
[7 empty] | EX200 | IN-FLOOR | next to three basin sink | Canplas |  |  | 20 | gpm |  | in |  | No |  | 4 | Yes | 5 | Yes | 0.25 | No | ([DepOfGrease] + [DepOfSolids]) / ([DepOfGrease] + [DepOfSolids] + [DepOfWater]) | 0.25 | Yes | (([DepOfGrease] + [DepOfSolids]) / ([DepOfGrease] + [DepOfSolids] + [DepOfWater])) * 1.05
|  |  |  | Bowen Coffee Shop | 18488 | 201 E. Rudisill Blvd., Fort Wayne 46806
[7 empty] | 120 | IN-FLOOR | Zurn GT 2700 in floor | Zurn |  |  | 75 | gpm |  | in | Every 2 Weeks | No | Flow rate is 75 gpm Grease capacity is 150 lbs. | 4 | Yes | 5 | Yes | 0.25 | No | ([DepOfGrease] + [DepOfSolids]) / ([DepOfGrease] + [DepOfSolids] + [DepOfWater]) | 0.25 | Yes | (([DepOfGrease] + [DepOfSolids]) / ([DepOfGrease] + [DepOfSolids] + [DepOfWater])) * 1.05
|  |  |  | Boys and Girls Club | 17850 | 2857 Millbrook Dr., Fort Wayne 46802
[7 empty] | EX600 | [8 empty] | in |  | No | They use the 2609 Fairfield Ave. location as a commissary. | 4 | Yes | 5 | Yes | 0.25 | No | ([DepOfGrease] + [DepOfSolids]) / ([DepOfGrease] + [DepOfSolids] + [DepOfWater]) | 0.25 | Yes | (([DepOfGrease] + [DepOfSolids]) / ([DepOfGrease] + [DepOfSolids] + [DepOfWater])) * 1.05
|  |  |  | BP | 10011 | 6044 W. Jefferson Blvd., Jefferson Blvd., W., 6044, Fort Wayne 46804
|  |  |  | BP | 10178 | 7418 S. Anthony Blvd., Anthony Blvd., S., 7418, Fort Wayne 46816
[7 empty] | EX600 |  | No grease trap |  |  |  |  | gal |  | in |  | No |  | 4 | Yes | 5 | Yes | 0.25 | No | ([DepOfGrease] + [DepOfSolids]) / ([DepOfGrease] + [DepOfSolids] + [DepOfWater]) | 0.25 | Yes | (([DepOfGrease] + [DepOfSolids]) / ([DepOfGrease] + [DepOfSolids] + [DepOfWater])) * 1.05
|  |  |  | BP Gas Station | 10040 | 6230 Stellhorn Rd., Stellhorn Rd., 6230, Fort Wayne 46815
|  |  |  | BP Gas Station | 17401 | 5938 Lima Rd., Lima Rd., 5938, Fort Wayne 46818
[7 empty] | EX200 | IN-FLOOR | Located in the floor below the Hand sink in the back room. Also to the right of the 3 basin sink |  | 2015-09-25 |  | 20 | gpm |  | in |  | No |  | 4 | Yes | 5 | Yes | 0.25 | No | ([DepOfGrease] + [DepOfSolids]) / ([DepOfGrease] + [DepOfSolids] + [DepOfWater]) | 0.25 | Yes | (([DepOfGrease] + [DepOfSolids]) / ([DepOfGrease] + [DepOfSolids] + [DepOfWater])) * 1.05
|  |  |  | bp Gas Station | 9301 | 1501 N. Anthony Blvd., Anthony Blvd., N., 1501, Fort Wayne 46805
|  |  |  | bp Gas Station | 9711 | 3833 S. Calhoun St., Calhoun St., S., 3833, Fort Wayne 46806
|  |  |  | Brandy's Gentleman's Club | 652 | 3011 W. Coliseum Blvd., Coliseum Blvd., W., 3011, Fort Wayne 46808
[7 empty] | EX200 | ABOVE-FLOOR | Under left side of 3 basin sink | Unknown |  |  | 2 | gpm |  | in |  | No |  | 4 | Yes | 5 | Yes | 0.25 | No | ([DepOfGrease] + [DepOfSolids]) / ([DepOfGrease] + [DepOfSolids] + [DepOfWater]) | 0.25 | Yes | (([DepOfGrease] + [DepOfSolids]) / ([DepOfGrease] + [DepOfSolids] + [DepOfWater])) * 1.05
|  |  |  | Brass Rail | 3674 | 1121 Broadway St., Broadway St., 1121, Fort Wayne 46802
|  |  |  | Brava's | 18073 | 3416 Fairfield Ave., Fort Wayne 46807
[7 empty] | EX100 | OUTDOOR | Located on the SW corner of the building |  | 2022-09-01 |  | 1000 | gal |  | in |  | No |  | 4 | Yes | 5 | Yes | 0.25 | No | ([DepOfGrease] + [DepOfSolids]) / ([DepOfGrease] + [DepOfSolids] + [DepOfWater]) | 0.25 | Yes | (([DepOfGrease] + [DepOfSolids]) / ([DepOfGrease] + [DepOfSolids] + [DepOfWater])) * 1.05
|  |  |  | Break and Run | 9319 | 1555 Goshen Ave., Goshen Ave., 1555, Fort Wayne 46808
[7 empty] | EX200 | ABOVE-FLOOR | Located left of the 3 compartment sink, above the floor, white metal. | Zurn Industries, LLC |  |  | 20 | gpm |  | in | Monthly | No |  | 4 | Yes | 5 | Yes | 0.25 | No | ([DepOfGrease] + [DepOfSolids]) / ([DepOfGrease] + [DepOfSolids] + [DepOfWater]) | 0.25 | Yes | (([DepOfGrease] + [DepOfSolids]) / ([DepOfGrease] + [DepOfSolids] + [DepOfWater])) * 1.05
|  |  |  | Breakfast Clubb 2 | 10093 | 6455 W. Jefferson Blvd., Jefferson Blvd., W., 6455, Fort Wayne 46804
[7 empty] | EX100 | OUTDOOR |  |  |  |  | 1500 | gal |  | in |  | No |  | 4 | Yes | 5 | Yes | 0.25 | No | ([DepOfGrease] + [DepOfSolids]) / ([DepOfGrease] + [DepOfSolids] + [DepOfWater]) | 0.25 | Yes | (([DepOfGrease] + [DepOfSolids]) / ([DepOfGrease] + [DepOfSolids] + [DepOfWater])) * 1.05
|  |  |  | Brentwood Elementary | 9689 | 3710 Stafford Dr., Stafford Dr., 3710, Fort Wayne 46805
[7 empty] | EX600 |  | No grease interceptor required - no cooking or prep involved |  |  |  |  | gal |  | in |  | No |  | 4 | Yes | 5 | Yes | 0.25 | No | ([DepOfGrease] + [DepOfSolids]) / ([DepOfGrease] + [DepOfSolids] + [DepOfWater]) | 0.25 | Yes | (([DepOfGrease] + [DepOfSolids]) / ([DepOfGrease] + [DepOfSolids] + [DepOfWater])) * 1.05
|  |  |  | Brick Street | 17376 | 2104 S Calhoun St., Fort Wayne 46802
[7 empty] | EX200 | ABOVE-FLOOR | under the three basin |  |  |  | 20 | gpm |  | in |  | No |  | 4 | Yes | 5 | Yes | 0.25 | No | ([DepOfGrease] + [DepOfSolids]) / ([DepOfGrease] + [DepOfSolids] + [DepOfWater]) | 0.25 | Yes | (([DepOfGrease] + [DepOfSolids]) / ([DepOfGrease] + [DepOfSolids] + [DepOfWater])) * 1.05
|  |  |  | Bricklayers Union No. 4 | 10170 | 7301 Decatur Rd., Decatur Rd., 7301, Fort Wayne 46816
|  |  |  | Bridge of Grace | 17810 | 909 Elmrow Dr., Elmrow Dr., 909, Fort Wayne 46806
[7 empty] | EX100 | OUTDOOR | Southeast of Bldg. |  | 2024-04-22 |  | 1000 | gal |  | in |  | Yes | new outdoor GI installed 4.22.24 | 4 | Yes | 5 | Yes | 0.25 | No | ([DepOfGrease] + [DepOfSolids]) / ([DepOfGrease] + [DepOfSolids] + [DepOfWater]) | 0.25 | Yes | (([DepOfGrease] + [DepOfSolids]) / ([DepOfGrease] + [DepOfSolids] + [DepOfWater])) * 1.05
|  |  |  | Bridgewater Gasway | 1049 | 13935 W. SR 14, SR 14, W., 13935, Fort Wayne
|  |  |  | Broadway Express/ Los Compadres | 0966 | 1923 Broadway St., Broadway St., 1923, Fort Wayne 46802
[7 empty] | EX100 | OUTDOOR | Located on the south side of the building |  |  |  | 1000 | gal |  | in |  | No |  | 4 | Yes | 5 | Yes | 0.25 | No | ([DepOfGrease] + [DepOfSolids]) / ([DepOfGrease] + [DepOfSolids] + [DepOfWater]) | 0.25 | Yes | (([DepOfGrease] + [DepOfSolids]) / ([DepOfGrease] + [DepOfSolids] + [DepOfWater])) * 1.05
|  |  |  | Brooklyn Mini-Mart | 9501 | 2618 Brooklyn Ave., Brooklyn Ave., 2618, Fort Wayne 46802
[7 empty] | EX200 | ABOVE-FLOOR |  |  |  |  | 20 | gpm |  | in | Weekly | No |  | 4 | Yes | 5 | Yes | 0.25 | No | ([DepOfGrease] + [DepOfSolids]) / ([DepOfGrease] + [DepOfSolids] + [DepOfWater]) | 0.25 | Yes | (([DepOfGrease] + [DepOfSolids]) / ([DepOfGrease] + [DepOfSolids] + [DepOfWater])) * 1.05
|  |  |  | Brookmill Apartment Club House | 9520 | 2751 Millbrook Dr., Millbrook Dr., 2751, Fort Wayne 46802
|  |  |  | Brookwood Golf Club | 10283 | 10304 Bluffton Rd., Bluffton Rd., 10304, Fort Wayne 46809
[7 empty] | EX100 | [5 empty] | 300 | gal |  | in | Annual | No | Only open 6 months a year | 4 | Yes | 5 | Yes | 0.25 | No | ([DepOfGrease] + [DepOfSolids]) / ([DepOfGrease] + [DepOfSolids] + [DepOfWater]) | 0.25 | Yes | (([DepOfGrease] + [DepOfSolids]) / ([DepOfGrease] + [DepOfSolids] + [DepOfWater])) * 1.05
|  |  |  | Brotherhood Mutual Insurance | 10067 | 6400 Brotherhood Way, Brotherhood Way, 6400, Fort Wayne 46825
|  |  |  | Brotherhood Mutual Insurance Maintenance Bldg | 17893 | 6400 Brotherhood Way, Brotherhood Way, 6400, Fort Wayne 46825
[7 empty] | EX311 | OUTDOOR | 1000 gallon sand oil separator |  | 2021-03-10 |  | 1000 | gal |  | in |  | Yes | Influent and Down legs are in place | 4 | Yes | 5 | Yes | 0.25 | No | ([DepOfGrease] + [DepOfSolids]) / ([DepOfGrease] + [DepOfSolids] + [DepOfWater]) | 0.25 | Yes | (([DepOfGrease] + [DepOfSolids]) / ([DepOfGrease] + [DepOfSolids] + [DepOfWater])) * 1.05
|  |  |  | Brownlee Thomas & Sons Market | 9130 | 613 Oxford St., Oxford St., 613, Fort Wayne 46806
|  |  |  | Bru Burger (CUGC) | 17809 | 118 W. Columbia St. Ste. 101, Columbia St., W., 118., Ste. 101, Fort Wayne 46802
[7 empty] | EX100 | OUTDOOR | Outside front door in patio | Unknown |  |  | 1000 | gal |  | in |  | No | Baffle open at top + bottom. | 4 | Yes | 5 | Yes | 0.25 | No | ([DepOfGrease] + [DepOfSolids]) / ([DepOfGrease] + [DepOfSolids] + [DepOfWater]) | 0.25 | Yes | (([DepOfGrease] + [DepOfSolids]) / ([DepOfGrease] + [DepOfSolids] + [DepOfWater])) * 1.05
[7 empty] | EX201 | ABOVE-FLOOR | located in N end of basement. | Schier Products |  |  | 25 | gpm |  | in |  | No | inlet + outlet diffuser, no baffle. | 4 | Yes | 5 | Yes | 0.25 | No | ([DepOfGrease] + [DepOfSolids]) / ([DepOfGrease] + [DepOfSolids] + [DepOfWater]) | 0.25 | Yes | (([DepOfGrease] + [DepOfSolids]) / ([DepOfGrease] + [DepOfSolids] + [DepOfWater])) * 1.05
|  |  |  | Bubba's 33 | 18459 | 317 E. Coliseum Blvd., Fort Wayne 46805
[7 empty] | EX100 | OUTDOOR | East side of the building in the landscaping |  | 2025-10-27 |  | 3000 | gal |  | in |  | Yes | 2 manhole, but the manholes are far apart | 4 | Yes | 5 | Yes | 0.25 | No | ([DepOfGrease] + [DepOfSolids]) / ([DepOfGrease] + [DepOfSolids] + [DepOfWater]) | 0.25 | Yes | (([DepOfGrease] + [DepOfSolids]) / ([DepOfGrease] + [DepOfSolids] + [DepOfWater])) * 1.05
|  |  |  | Bubble Bee | 9757 | 4201 Coldwater Rd., Ste. FC-08, Coldwater Rd., 4201, Ste. FC-08, Fort Wayne 46805
[7 empty] | EX200 | ABOVE-FLOOR | Located right of the 3 compartment sink, above the floor, 20 gpm capacity, grey plastic. | Canplas |  |  | 20 | gpm |  | in | Every 2 Weeks | No | Dap Dap's contracted to perform first cleaning. | 4 | Yes | 5 | Yes | 0.25 | No | ([DepOfGrease] + [DepOfSolids]) / ([DepOfGrease] + [DepOfSolids] + [DepOfWater]) | 0.25 | Yes | (([DepOfGrease] + [DepOfSolids]) / ([DepOfGrease] + [DepOfSolids] + [DepOfWater])) * 1.05
[7 empty] | EX201 | IN-FLOOR | Located in the floor under the grease hoods and to the right of the grease hoods. | Schier Products | 2018-01-08 |  | 15 | gpm |  | in | Every 2 Weeks | No | The floor sink between Grease Interceptor EX002 and the wall is the only fixture plumbed to the grease interceptor. | 4 | Yes | 5 | Yes | 0.25 | No | ([DepOfGrease] + [DepOfSolids]) / ([DepOfGrease] + [DepOfSolids] + [DepOfWater]) | 0.25 | Yes | (([DepOfGrease] + [DepOfSolids]) / ([DepOfGrease] + [DepOfSolids] + [DepOfWater])) * 1.05
|  |  |  | Buckeye Development | 18215 | 226 E. Hosler Rd., Huntington 46750
|  |  |  | Buffalo Wild Wings | 8071 | 10524 Maysville Rd., Maysville Rd., 10524, Fort Wayne 46835
[7 empty] | EX100 | OUTDOOR | Located in the grass on the west side of building, two manhole access, inlet baffle instead of tee, outlet tee in place, ring in outlet manhole. | Unknown |  |  | 1000 | gal |  | in | Every 2 months | No |  | 4 | Yes | 5 | Yes | 0.25 | No | ([DepOfGrease] + [DepOfSolids]) / ([DepOfGrease] + [DepOfSolids] + [DepOfWater]) | 0.25 | Yes | (([DepOfGrease] + [DepOfSolids]) / ([DepOfGrease] + [DepOfSolids] + [DepOfWater])) * 1.05
|  |  |  | Buffalo Wild Wings | 9905 | 5519 Coventry Ln., Coventry Ln., 5519, Fort Wayne 46804
[7 empty] | EX100 | OUTDOOR | Behind Building |  |  |  | 1000 | gal |  | in |  | No |  | 4 | Yes | 5 | Yes | 0.25 | No | ([DepOfGrease] + [DepOfSolids]) / ([DepOfGrease] + [DepOfSolids] + [DepOfWater]) | 0.25 | Yes | (([DepOfGrease] + [DepOfSolids]) / ([DepOfGrease] + [DepOfSolids] + [DepOfWater])) * 1.05
|  |  |  | Buffalo Wild Wings #3161 | 9294 | 1425 W. Dupont Rd., Dupont Rd., W., 1425, Fort Wayne 46825
[7 empty] | EX100 | OUTDOOR | Located west side of building at end of sidewalk near trash corral. Two access manholes. | Unknown |  |  | 1000 | gal |  | in |  | No | Effluent manhole, outlet tee and downleg installed 12/2018. | 4 | Yes | 5 | Yes | 0.25 | No | ([DepOfGrease] + [DepOfSolids]) / ([DepOfGrease] + [DepOfSolids] + [DepOfWater]) | 0.25 | Yes | (([DepOfGrease] + [DepOfSolids]) / ([DepOfGrease] + [DepOfSolids] + [DepOfWater])) * 1.05
|  |  |  | Buffalo Wings and Ribs | 10090 | 6439 W. Jefferson Blvd., Jefferson Blvd., W., 6439, Fort Wayne 46804
[7 empty] | EX200 | OUTDOOR |  |  |  |  | 1000 | gal |  | in |  | No |  | 4 | Yes | 5 | Yes | 0.25 | No | ([DepOfGrease] + [DepOfSolids]) / ([DepOfGrease] + [DepOfSolids] + [DepOfWater]) | 0.25 | Yes | (([DepOfGrease] + [DepOfSolids]) / ([DepOfGrease] + [DepOfSolids] + [DepOfWater])) * 1.05
|  |  |  | Buffalo Wings and Ribs | 1177 | 4636 Coldwater Rd., Coldwater Rd., 4636, Fort Wayne 46825
[7 empty] | EX100 | OUTDOOR | Directly out of the backdoor |  | 2025-09-12 |  | 1000 | gal |  | in |  | Yes |  | 4 | Yes | 5 | Yes | 0.25 | No | ([DepOfGrease] + [DepOfSolids]) / ([DepOfGrease] + [DepOfSolids] + [DepOfWater]) | 0.25 | Yes | (([DepOfGrease] + [DepOfSolids]) / ([DepOfGrease] + [DepOfSolids] + [DepOfWater])) * 1.05
[7 empty] | EX800 | OUTDOOR | Located at the back of the business, directly out from the back kitchen door. Furthest manhole from the building. | Unknown |  | 2025-09-12 | 1000 | gal |  | in | Monthly | No | Pumped out every 30 - 45 days | 4 | Yes | 5 | Yes | 0.25 | No | ([DepOfGrease] + [DepOfSolids]) / ([DepOfGrease] + [DepOfSolids] + [DepOfWater]) | 0.25 | Yes | (([DepOfGrease] + [DepOfSolids]) / ([DepOfGrease] + [DepOfSolids] + [DepOfWater])) * 1.05
|  |  |  | Bunche Early Childhood Center | 9220 | 1111 Greene St., Greene St., 1111, Fort Wayne 46803
[7 empty] | EX600 |  | no grease trap |  |  |  |  | gal |  | in |  | No |  | 4 | Yes | 5 | Yes | 0.25 | No | ([DepOfGrease] + [DepOfSolids]) / ([DepOfGrease] + [DepOfSolids] + [DepOfWater]) | 0.25 | Yes | (([DepOfGrease] + [DepOfSolids]) / ([DepOfGrease] + [DepOfSolids] + [DepOfWater])) * 1.05
|  |  |  | Bunn Inc. | 0555 | 3204 Lwr. Huntington Rd., Lwr. Huntington Rd., 3204, Fort Wayne 46809
|  |  |  | Burger Bar | 18462 | 223 W. Jefferson Blvd. Ste. 150, Fort Wayne 46803
[7 empty] | 050 | OUTDOOR | located in middle of service area south of building, could be under temporary dumpster, plastic, outdoor, inground 2 manholes | Schier Products | 2019-06-26 |  | 275 | gal |  | in | Quarterly | No | Shared with Hampton Inn and Connor's Rooftop Bar | 4 | Yes | 5 | Yes | 0.25 | No | ([DepOfGrease] + [DepOfSolids]) / ([DepOfGrease] + [DepOfSolids] + [DepOfWater]) | 0.25 | Yes | (([DepOfGrease] + [DepOfSolids]) / ([DepOfGrease] + [DepOfSolids] + [DepOfWater])) * 1.05
|  |  |  | Burger II Dairy Mart | 9298 | 1450 St. Joseph Blvd., St. Joe Blvd., 1450, Fort Wayne 46805
[7 empty] | EX200 | IN-FLOOR | In the back room next to the 3-basin |  |  |  | 10 | gpm |  | in |  | No | they do not use this, but they are aware its there and aware that they will need to have it cleaned if they start using the sinks | 4 | Yes | 5 | Yes | 0.25 | No | ([DepOfGrease] + [DepOfSolids]) / ([DepOfGrease] + [DepOfSolids] + [DepOfWater]) | 0.25 | Yes | (([DepOfGrease] + [DepOfSolids]) / ([DepOfGrease] + [DepOfSolids] + [DepOfWater])) * 1.05
|  |  |  | Burger King | 17828 | 2920 Frontage Rd, Warsaw 46580
|  |  |  | Burger King #10436 | 9060 | 324 E. Jefferson Blvd., Jefferson Blvd., E., 324, Fort Wayne 46802
[7 empty] | EX100 | OUTDOOR | located E of building in mulch by drive thru. |  |  |  | 1000 | gal |  | in |  | No |  | 4 | Yes | 5 | Yes | 0.25 | No | ([DepOfGrease] + [DepOfSolids]) / ([DepOfGrease] + [DepOfSolids] + [DepOfWater]) | 0.25 | Yes | (([DepOfGrease] + [DepOfSolids]) / ([DepOfGrease] + [DepOfSolids] + [DepOfWater])) * 1.05
|  |  |  | Burger King #11445 | 9690 | 3710 E. Dupont Rd., Dupont Rd., E., 3710, Fort Wayne 46825
[7 empty] | EX160 | OUTDOOR | Located in the drive through by the window and shared with gas station |  |  |  | 1000 | gal |  | in |  | No |  | 4 | Yes | 5 | Yes | 0.25 | No | ([DepOfGrease] + [DepOfSolids]) / ([DepOfGrease] + [DepOfSolids] + [DepOfWater]) | 0.25 | Yes | (([DepOfGrease] + [DepOfSolids]) / ([DepOfGrease] + [DepOfSolids] + [DepOfWater])) * 1.05
|  |  |  | Burger King #14517 | 10270 | 10201 Illinois Rd., Illinois Rd., 10201, Fort Wayne 46814
[7 empty] | EX100 | OUTDOOR |  |  |  |  | 1000 | gal |  | in |  | No |  | 4 | Yes | 5 | Yes | 0.25 | No | ([DepOfGrease] + [DepOfSolids]) / ([DepOfGrease] + [DepOfSolids] + [DepOfWater]) | 0.25 | Yes | (([DepOfGrease] + [DepOfSolids]) / ([DepOfGrease] + [DepOfSolids] + [DepOfWater])) * 1.05
|  |  |  | Burger King #2258 | 5995 | 1826 Bluffton Rd., Bluffton Rd., 1826, Fort Wayne 46809
[7 empty] | EX100 | OUTDOOR | Located in the drive thru on the west side of the building | Unknown |  |  | 1000 | gal |  | in |  | No |  | 4 | Yes | 5 | Yes | 0.25 | No | ([DepOfGrease] + [DepOfSolids]) / ([DepOfGrease] + [DepOfSolids] + [DepOfWater]) | 0.25 | Yes | (([DepOfGrease] + [DepOfSolids]) / ([DepOfGrease] + [DepOfSolids] + [DepOfWater])) * 1.05
|  |  |  | Burger King #4707 | 737 | 4510 Maplecrest Rd., Maplecrest Rd., 4510, Fort Wayne 46835
[7 empty] | EX100 | OUTDOOR | Located next to northeast corner of building in grass | Unknown |  |  | 1000 | gal |  | in | Quarterly | No | 3.8.23 - old grease prevented outlet tee or center baffle observation, maintenance letter sent | 4 | Yes | 5 | Yes | 0.25 | No | ([DepOfGrease] + [DepOfSolids]) / ([DepOfGrease] + [DepOfSolids] + [DepOfWater]) | 0.25 | Yes | (([DepOfGrease] + [DepOfSolids]) / ([DepOfGrease] + [DepOfSolids] + [DepOfWater])) * 1.05
|  |  |  | Burger King #4970 | 780 | 2511 Spy Run Ave., Spy Run Ave., 2511, Fort Wayne 46805
[7 empty] | EX100 | OUTDOOR | Located south of the building along the drive-thru lane. One manhole access with baffle visible. | Unknown |  |  | 1000 | gal |  | in | Quarterly | No |  | 4 | Yes | 5 | Yes | 0.25 | No | ([DepOfGrease] + [DepOfSolids]) / ([DepOfGrease] + [DepOfSolids] + [DepOfWater]) | 0.25 | Yes | (([DepOfGrease] + [DepOfSolids]) / ([DepOfGrease] + [DepOfSolids] + [DepOfWater])) * 1.05
|  |  |  | Burger King #5250 | 868 | 232 E. Pettit Ave., Pettit Ave., E., 232, Fort Wayne 46806
[7 empty] | EX100 | OUTDOOR | Located in parking space on North side of building | Unknown |  |  | 1000 | gal |  | in | Quarterly | No | Manager stated that trap was replaced in 2012 in early spring | 4 | Yes | 5 | Yes | 0.25 | No | ([DepOfGrease] + [DepOfSolids]) / ([DepOfGrease] + [DepOfSolids] + [DepOfWater]) | 0.25 | Yes | (([DepOfGrease] + [DepOfSolids]) / ([DepOfGrease] + [DepOfSolids] + [DepOfWater])) * 1.05
|  |  |  | Burger King #5323 | 10197 | 7616 Lincoln Hwy. E., Lincoln Hwy. E., 7616, Fort Wayne 46803
|  |  |  | Burger King #5790 | 1171 | 6402 W. Jefferson Blvd., Jefferson Blvd., W., 6402, Fort Wayne 46804
|  |  |  | Burger King #8203 | 10038 | 6225 Lima Rd., Lima Rd., 6225, Fort Wayne 46818
[7 empty] | EX100 | OUTDOOR | on the line of the handicap parking stall |  |  |  | 1000 | gal |  | in |  | No | installed 2017 | 4 | Yes | 5 | Yes | 0.25 | No | ([DepOfGrease] + [DepOfSolids]) / ([DepOfGrease] + [DepOfSolids] + [DepOfWater]) | 0.25 | Yes | (([DepOfGrease] + [DepOfSolids]) / ([DepOfGrease] + [DepOfSolids] + [DepOfWater])) * 1.05
|  |  |  | BurgerFi #2 | 17954 | 4220 W. Jefferson Blvd. Ste. O-10, Fort Wayne 46804
[7 empty] | EX200 | IN-FLOOR | In floor in walk away around cooking kitchen | Schier Products | 2021-10-15 |  | 75 | gpm |  | in | Monthly | No |  | 4 | Yes | 5 | Yes | 0.25 | No | ([DepOfGrease] + [DepOfSolids]) / ([DepOfGrease] + [DepOfSolids] + [DepOfWater]) | 0.25 | Yes | (([DepOfGrease] + [DepOfSolids]) / ([DepOfGrease] + [DepOfSolids] + [DepOfWater])) * 1.05
|  |  |  | Burger's Inc. | 9288 | 1412 N. Wells St., Wells St., N., 1412, Fort Wayne 46808
|  |  |  | Burlington Coat Factory | 9749 | 4140 W. Jefferson Blvd., Ste. J, Jefferson Blvd., W., 4140, Ste. J, Fort Wayne 46804
|  |  |  | Burlington No. 872 | 17788 | 4122 Lima Rd. Ste. 2B, Lima Rd., 4122., Ste. 2B, Fort Wayne 46805
|  |  |  | Buschor Hear Preschool | 9679 | 3622 Stafford Dr., Stafford Dr., 3622, Fort Wayne 46805
|  |  |  | Business Septic | 17677 | in town, Fort Wayne 46803
|  |  |  | Buyamba Sandwich Company - Union Street Market | 18120 | 1622 Broadway - W4, Fort Wayne 46802
|  |  |  | Buyamba Sweet Shop - Union Street Market | 18326 | 1622 Broadway - W11, Fort Wayne 46802
|  |  |  | Byron Health Center | 17797 | 1661 Beacon St., Beacon St., 1661, Fort Wayne 46805
[7 empty] | EX100 | OUTDOOR | Located west of the building in the paved are next to the trash dumpster. | Unknown | 2020-01-01 |  | 1000 | gal |  | in |  | Yes | Assumed 1000 gallons, size was not in the blueprints. Could be as large as 1500 gallons. | 4 | Yes | 5 | Yes | 0.25 | No | ([DepOfGrease] + [DepOfSolids]) / ([DepOfGrease] + [DepOfSolids] + [DepOfWater]) | 0.25 | Yes | (([DepOfGrease] + [DepOfSolids]) / ([DepOfGrease] + [DepOfSolids] + [DepOfWater])) * 1.05
[7 empty] | EX200 | ABOVE-FLOOR | Located under and to the left of the prewash sink, above floor, grey plastic. | Canplas | 2020-03-26 |  | 35 | gpm |  | in | Every 2 Weeks | Yes | this is a grease trap and solids separator combo. The trap is working as a solids interceptor. | 4 | Yes | 5 | Yes | 0.25 | No | ([DepOfGrease] + [DepOfSolids]) / ([DepOfGrease] + [DepOfSolids] + [DepOfWater]) | 0.25 | Yes | (([DepOfGrease] + [DepOfSolids]) / ([DepOfGrease] + [DepOfSolids] + [DepOfWater])) * 1.05
|  |  |  | C & G International Market | 17978 | 1820 W. Dupont Rd. Ste. C, Fort Wayne 46818
[7 empty] | EX200 | ABOVE-FLOOR | Under 3-basin sink, no FOG or solids - new trap, inlet and outlet baffle with inlet tee higher than outlet tee. | Zurn | 2022-03-15 |  | 15 | gpm |  | in | Monthly | Yes |  | 4 | Yes | 5 | Yes | 0.25 | No | ([DepOfGrease] + [DepOfSolids]) / ([DepOfGrease] + [DepOfSolids] + [DepOfWater]) | 0.25 | Yes | (([DepOfGrease] + [DepOfSolids]) / ([DepOfGrease] + [DepOfSolids] + [DepOfWater])) * 1.05
|  |  |  | C & M Auto Reconditioning | 9519 | 2732 Freeman St., Freeman St., 2732, Fort Wayne 46802
|  |  |  | C.M. Sloan & Sons Funeral Home | 17472 | 1327 N. Wells St., Well St., N., 1327, Fort Wayne 46808
|  |  |  | Cactus Grill | 17354 | 4122 Lima Rd. Suite A-7, Fort Wayne 46805
[7 empty] | EX200 | IN-FLOOR | under the three basin sink |  |  |  | 20 | gpm |  | in |  | No |  | 4 | Yes | 5 | Yes | 0.25 | No | ([DepOfGrease] + [DepOfSolids]) / ([DepOfGrease] + [DepOfSolids] + [DepOfWater]) | 0.25 | Yes | (([DepOfGrease] + [DepOfSolids]) / ([DepOfGrease] + [DepOfSolids] + [DepOfWater])) * 1.05
[7 empty] | EX201 | IN-FLOOR | next to the dishwasher |  |  |  | 20 | gpm |  | in |  | No |  | 4 | Yes | 5 | Yes | 0.25 | No | ([DepOfGrease] + [DepOfSolids]) / ([DepOfGrease] + [DepOfSolids] + [DepOfWater]) | 0.25 | Yes | (([DepOfGrease] + [DepOfSolids]) / ([DepOfGrease] + [DepOfSolids] + [DepOfWater])) * 1.05
|  |  |  | Caking at Midnight | 17967 | 1202 W. Main St., Fort Wayne 46808
[7 empty] | EX200 | ABOVE-FLOOR | Under 3 compartment sink in dish area. | Ashland Trap Distribution |  |  | 7 | gpm |  | in | Monthly | No |  | 4 | Yes | 5 | Yes | 0.25 | No | ([DepOfGrease] + [DepOfSolids]) / ([DepOfGrease] + [DepOfSolids] + [DepOfWater]) | 0.25 | Yes | (([DepOfGrease] + [DepOfSolids]) / ([DepOfGrease] + [DepOfSolids] + [DepOfWater])) * 1.05
|  |  |  | Calhoun Express Inc | 18365 | 2915 S. Calhoun, Fort Wayne 46807
|  |  |  | Caliber Collision | 18115 | 7851 Southtown Crossing, Fort Wayne 46816
[7 empty] | EX311 | OUTDOOR | Located on the east side of the building outside the shop area |  | 2022-11-30 |  | 1000 | gal |  | in |  | No |  | 4 | Yes | 5 | Yes | 0.25 | No | ([DepOfGrease] + [DepOfSolids]) / ([DepOfGrease] + [DepOfSolids] + [DepOfWater]) | 0.25 | Yes | (([DepOfGrease] + [DepOfSolids]) / ([DepOfGrease] + [DepOfSolids] + [DepOfWater])) * 1.05
|  |  |  | Caliber Collision Center | 18100 | 818 Avenue of Autos, Fort Wayne 46804
[7 empty] | EX311 | OUTDOOR | Located on the South side of the maintenance area |  | 2022-11-08 | 2022-11-09 | 1000 | gal |  | in |  | No |  | 4 | Yes | 5 | Yes | 0.25 | No | ([DepOfGrease] + [DepOfSolids]) / ([DepOfGrease] + [DepOfSolids] + [DepOfWater]) | 0.25 | Yes | (([DepOfGrease] + [DepOfSolids]) / ([DepOfGrease] + [DepOfSolids] + [DepOfWater])) * 1.05
|  |  |  | Caliber Collison | 18111 | 1133 N. Coliseum Blvd., Coliseum Blvd. N. 1133., Fort Wayne 46805
[7 empty] | EX311 | OUTDOOR | Sand Oil Separator - Striem Model OT-750 Part # OT-10039 | Striem | 2022-12-02 |  | 1500 | gal |  | in |  | Yes | Located on the east of the building in the sidewalk | 4 | Yes | 5 | Yes | 0.25 | No | ([DepOfGrease] + [DepOfSolids]) / ([DepOfGrease] + [DepOfSolids] + [DepOfWater]) | 0.25 | Yes | (([DepOfGrease] + [DepOfSolids]) / ([DepOfGrease] + [DepOfSolids] + [DepOfWater])) * 1.05
|  |  |  | Caliber Collison | 9377 | 1820 W. Washington Ctr. Rd., Washington Ctr. Rd., W., 1820, Fort Wayne 46818
[7 empty] | EX200 | ABOVE-FLOOR | Left of 3 basin sink - No longer in placed (Attached to reports) Cant Delete |  |  | 2020-08-21 | 25 | gpm |  | in | Weekly | No | Removed - when Caliber Collison bought | 4 | Yes | 5 | Yes | 0.25 | No | ([DepOfGrease] + [DepOfSolids]) / ([DepOfGrease] + [DepOfSolids] + [DepOfWater]) | 0.25 | Yes | (([DepOfGrease] + [DepOfSolids]) / ([DepOfGrease] + [DepOfSolids] + [DepOfWater])) * 1.05
[7 empty] | EX311 |  | Located the wash bay 2 lids and sample port | Schier Products | 2020-08-01 |  | 500 | gal |  | in |  | No |  | 4 | Yes | 5 | Yes | 0.25 | No | ([DepOfGrease] + [DepOfSolids]) / ([DepOfGrease] + [DepOfSolids] + [DepOfWater]) | 0.25 | Yes | (([DepOfGrease] + [DepOfSolids]) / ([DepOfGrease] + [DepOfSolids] + [DepOfWater])) * 1.05
|  |  |  | California Burger | 585 | 5909 Covington Rd., Covington Rd., 5909, Fort Wayne 46804
[7 empty] | EX100 | OUTDOOR |  |  |  |  | 1000 | gal |  | in |  | No |  | 4 | Yes | 5 | Yes | 0.25 | No | ([DepOfGrease] + [DepOfSolids]) / ([DepOfGrease] + [DepOfSolids] + [DepOfWater]) | 0.25 | Yes | (([DepOfGrease] + [DepOfSolids]) / ([DepOfGrease] + [DepOfSolids] + [DepOfWater])) * 1.05
|  |  |  | Camp Red Cedar | 0249 | 3900 Hursh Rd., Hursh Rd., 3900, Fort Wayne 46845
[7 empty] | EX200 | IN-FLOOR |  | Schier Products |  |  | 20 | gpm |  | in | Every 2 Weeks | No | Plumbed to solids interceptor. | 4 | Yes | 5 | Yes | 0.25 | No | ([DepOfGrease] + [DepOfSolids]) / ([DepOfGrease] + [DepOfSolids] + [DepOfWater]) | 0.25 | Yes | (([DepOfGrease] + [DepOfSolids]) / ([DepOfGrease] + [DepOfSolids] + [DepOfWater])) * 1.05
|  |  |  | Campbell's Soup | 18203 | 12773 Ohio 110, Napoleon 43545
|  |  |  | Campbell's Wrecker Service | 17933 | 2130 Strathmore St., Strathmore St, Fort Wayne 46802
|  |  |  | Candlewood Suites | 9875 | 5251 Distribution Dr., Distribution Dr., 5251, Fort Wayne 46825
[7 empty] | EX600 |  | No grease trap on site. | [6 empty] | in |  | No |  | 4 | Yes | 5 | Yes | 0.25 | No | ([DepOfGrease] + [DepOfSolids]) / ([DepOfGrease] + [DepOfSolids] + [DepOfWater]) | 0.25 | Yes | (([DepOfGrease] + [DepOfSolids]) / ([DepOfGrease] + [DepOfSolids] + [DepOfWater])) * 1.05
|  |  |  | Canterbury Gardens Assisted Living | 9528 | 2827 Northgate Blvd., Northgate Blvd., 2827, Fort Wayne 46835
|  |  |  | Canterbury Green Golf Course | 17392 | 2727 Canterbury Blvd., Fort Wayne 46835
[7 empty] | EX200 | ABOVE-FLOOR | under the one compartment sink |  |  |  | 20 | gpm |  | in |  | No |  | 4 | Yes | 5 | Yes | 0.25 | No | ([DepOfGrease] + [DepOfSolids]) / ([DepOfGrease] + [DepOfSolids] + [DepOfWater]) | 0.25 | Yes | (([DepOfGrease] + [DepOfSolids]) / ([DepOfGrease] + [DepOfSolids] + [DepOfWater])) * 1.05
|  |  |  | Canterbury Green-Pro Shop and Deck | 17455 | 2613 Abbey Dr., Fort Wayne 46835
[7 empty] | EX200 | IN-FLOOR |  |  |  |  | 20 | gpm |  | in |  | No |  | 4 | Yes | 5 | Yes | 0.25 | No | ([DepOfGrease] + [DepOfSolids]) / ([DepOfGrease] + [DepOfSolids] + [DepOfWater]) | 0.25 | Yes | (([DepOfGrease] + [DepOfSolids]) / ([DepOfGrease] + [DepOfSolids] + [DepOfWater])) * 1.05
|  |  |  | Canterbury High School | 9598 | 3210 Smith Rd., Smith Rd., 3210, Fort Wayne 46804
[7 empty] | EX100 | OUTDOOR | Located on the north side of the building in the sidewalk, just outside the kitchen window | Unknown |  |  | 1000 | gal |  | in | Annual | No | Koorsen Environmental, koorsenes.com is the waste hauler. | 4 | Yes | 5 | Yes | 0.25 | No | ([DepOfGrease] + [DepOfSolids]) / ([DepOfGrease] + [DepOfSolids] + [DepOfWater]) | 0.25 | Yes | (([DepOfGrease] + [DepOfSolids]) / ([DepOfGrease] + [DepOfSolids] + [DepOfWater])) * 1.05
|  |  |  | Canterbury School | 9911 | 5601 Covington Rd., Covington Rd., 5601, Fort Wayne 46804
[7 empty] | EX100 | OUTDOOR | Located in sidewalk on west side of building, near concourse outside of cafeteria | Unknown |  |  | 1000 | gal |  | in |  | No |  | 4 | Yes | 5 | Yes | 0.25 | No | ([DepOfGrease] + [DepOfSolids]) / ([DepOfGrease] + [DepOfSolids] + [DepOfWater]) | 0.25 | Yes | (([DepOfGrease] + [DepOfSolids]) / ([DepOfGrease] + [DepOfSolids] + [DepOfWater])) * 1.05
|  |  |  | Cap n' Cork Cask Strength | 9533 | 2868 E. Dupont Rd., Dupont Rd., E., 2868, Fort Wayne 46825
[7 empty] | EX100 | OUTDOOR | Located in pavement in middle of south side of building near back door of 2872 Dupont Rd. | Unknown |  |  | 1000 | gal |  | in | Quarterly | No | Only serves Arcos' facility. Only one manhole access, but should have two, effluent side of grease interceptor cannot be pumped out. | 4 | Yes | 5 | Yes | 0.25 | No | ([DepOfGrease] + [DepOfSolids]) / ([DepOfGrease] + [DepOfSolids] + [DepOfWater]) | 0.25 | Yes | (([DepOfGrease] + [DepOfSolids]) / ([DepOfGrease] + [DepOfSolids] + [DepOfWater])) * 1.05
|  |  |  | Cap-N-Cork | 10149 | 7002 Bluffton Rd., Bluffton Rd., 7002, Fort Wayne 46809
|  |  |  | Captain Ron's | 17277 | 4530 Bluffton Rd., Bluffton Rd., 4530, Fort Wayne 46809
[7 empty] | EX200 | ABOVE-FLOOR | Above-floor beneath the 3 basin sink |  |  |  | 40 | gpm |  | in | Quarterly | No |  | 4 | Yes | 5 | Yes | 0.25 | No | ([DepOfGrease] + [DepOfSolids]) / ([DepOfGrease] + [DepOfSolids] + [DepOfWater]) | 0.25 | Yes | (([DepOfGrease] + [DepOfSolids]) / ([DepOfGrease] + [DepOfSolids] + [DepOfWater])) * 1.05
|  |  |  | Caribbean West Indies Groceries | 9999 | 6021 N. Clinton St., Clinton St., N., 6021, Fort Wayne 46825
|  |  |  | Carmax | 17771 | 3705 N. Clinton St., Fort Wayne 46805
[7 empty] | EX311 | OUTDOOR |  |  | 2019-12-12 |  | 1000 | gal |  | in |  | Yes |  | 4 | Yes | 5 | Yes | 0.25 | No | ([DepOfGrease] + [DepOfSolids]) / ([DepOfGrease] + [DepOfSolids] + [DepOfWater]) | 0.25 | Yes | (([DepOfGrease] + [DepOfSolids]) / ([DepOfGrease] + [DepOfSolids] + [DepOfWater])) * 1.05
|  |  |  | Carmeli's Dough - Union Street Market | 18257 | 1620 Brodway - E10, Fort Wayne 46802
|  |  |  | Carmelita Ice Cream Shop & Restaurant | 18302 | 1326 N. Wells St., Fort Wayne 46808
|  |  |  | Carole Lombard House | 9143 | 704 Rockhill St., Rockhill St., 704, Fort Wayne 46802
|  |  |  | Carriage House | 0040 | 3327 Lake Avenue, Lake Ave., 3327, Fort Wayne 46805
|  |  |  | Carrington Pointe | 18167 | 7211 Carrington Blvd., Fort Wayne 46818
|  |  |  | Carroll High School | 9684 | 3701 Carroll Rd., Carroll Rd., 3701, Fort Wayne 46818
[7 empty] | EX100 | OUTDOOR |  |  |  |  | 3000 | gal |  | in |  | No |  | 4 | Yes | 5 | Yes | 0.25 | No | ([DepOfGrease] + [DepOfSolids]) / ([DepOfGrease] + [DepOfSolids] + [DepOfWater]) | 0.25 | Yes | (([DepOfGrease] + [DepOfSolids]) / ([DepOfGrease] + [DepOfSolids] + [DepOfWater])) * 1.05
[7 empty] | EX101 | OUTDOOR | Located in concrete behind home concessions | Midwest Tile | 2021-06-30 |  | 1000 | gal |  | in | Quarterly | No |  | 4 | Yes | 5 | Yes | 0.25 | No | ([DepOfGrease] + [DepOfSolids]) / ([DepOfGrease] + [DepOfSolids] + [DepOfWater]) | 0.25 | Yes | (([DepOfGrease] + [DepOfSolids]) / ([DepOfGrease] + [DepOfSolids] + [DepOfWater])) * 1.05
[7 empty] | EX102 | OUTDOOR | Located in concrete behind visitor's concessions | Midwest Tile | 2021-06-30 |  | 1000 | gal |  | in | Quarterly | No |  | 4 | Yes | 5 | Yes | 0.25 | No | ([DepOfGrease] + [DepOfSolids]) / ([DepOfGrease] + [DepOfSolids] + [DepOfWater]) | 0.25 | Yes | (([DepOfGrease] + [DepOfSolids]) / ([DepOfGrease] + [DepOfSolids] + [DepOfWater])) * 1.05
[7 empty] | EX311 | IN-FLOOR | Located in front of elevator entrance for the press box at the football stadium in the concrete | Zurn | 2021-06-30 |  | 25 | gpm |  | in |  | No | For emergencies only if the elevator shaft has a hydraulic failure. | 4 | Yes | 5 | Yes | 0.25 | No | ([DepOfGrease] + [DepOfSolids]) / ([DepOfGrease] + [DepOfSolids] + [DepOfWater]) | 0.25 | Yes | (([DepOfGrease] + [DepOfSolids]) / ([DepOfGrease] + [DepOfSolids] + [DepOfWater])) * 1.05
|  |  |  | Carroll Middle School | 9734 | 4027 Hathaway Rd., Hathaway Rd., 4027, Fort Wayne 46818
|  |  |  | Casa Grande Mexican Grill | 10005 | 6035 Stellhorn Rd., Stellhorn Rd., 6035, Fort Wayne 46815
[7 empty] | EX200 | ABOVE-FLOOR | Above floor by mop sink in the back. |  | 2021-01-01 |  | 20 | gpm |  | in |  | No |  | 4 | Yes | 5 | Yes | 0.25 | No | ([DepOfGrease] + [DepOfSolids]) / ([DepOfGrease] + [DepOfSolids] + [DepOfWater]) | 0.25 | Yes | (([DepOfGrease] + [DepOfSolids]) / ([DepOfGrease] + [DepOfSolids] + [DepOfWater])) * 1.05
[7 empty] | EX500 | IN-FLOOR | In the floor in the utility closet, large, metal | Unknown |  |  | 40 | gpm |  | in | Twice Weekly | No |  | 4 | Yes | 5 | Yes | 0.25 | No | ([DepOfGrease] + [DepOfSolids]) / ([DepOfGrease] + [DepOfSolids] + [DepOfWater]) | 0.25 | Yes | (([DepOfGrease] + [DepOfSolids]) / ([DepOfGrease] + [DepOfSolids] + [DepOfWater])) * 1.05
|  |  |  | Casa Grande Mexican Restaurant | 9205 | 1026 Woodland Plaza Run, Dupont Rd., E., 1026, Fort Wayne 46825
[7 empty] | EX100 | OUTDOOR | Grease trap located on the west side of the building. 1 access manhole. |  |  |  | 1000 | gal |  | in |  | No |  | 4 | Yes | 5 | Yes | 0.25 | No | ([DepOfGrease] + [DepOfSolids]) / ([DepOfGrease] + [DepOfSolids] + [DepOfWater]) | 0.25 | Yes | (([DepOfGrease] + [DepOfSolids]) / ([DepOfGrease] + [DepOfSolids] + [DepOfWater])) * 1.05
|  |  |  | Casa Grille | 8231 | 411 E. Dupont Rd., Dupont Rd., E., 411, Fort Wayne 46825
[7 empty] | EX100 | OUTDOOR | Located behind building on north side in grass |  | 2020-10-05 |  | 1000 | gal |  | in | Quarterly | No | This is a new installation in place of the old grease interceptor. | 4 | Yes | 5 | Yes | 0.25 | No | ([DepOfGrease] + [DepOfSolids]) / ([DepOfGrease] + [DepOfSolids] + [DepOfWater]) | 0.25 | Yes | (([DepOfGrease] + [DepOfSolids]) / ([DepOfGrease] + [DepOfSolids] + [DepOfWater])) * 1.05
|  |  |  | Casa Grille Italiano | 7720 | 6340 Stellhorn Rd., Stellhorn Rd., 6340, Fort Wayne 46815
[7 empty] | EX100 | OUTDOOR | Located in 1st parking stall to the east of the dumpster area, on the south side of the building | Unknown |  |  | 1000 | gal |  | in | Monthly | No |  | 4 | Yes | 5 | Yes | 0.25 | No | ([DepOfGrease] + [DepOfSolids]) / ([DepOfGrease] + [DepOfSolids] + [DepOfWater]) | 0.25 | Yes | (([DepOfGrease] + [DepOfSolids]) / ([DepOfGrease] + [DepOfSolids] + [DepOfWater])) * 1.05
|  |  |  | Casa Restaurant Corporate Office | 10191 | 7539 W. Jefferson Blvd., Jefferson Blvd., W., 7539, Fort Wayne 46804
|  |  |  | Casa Ristorante | 10192 | 7545 W. Jefferson Blvd., Jefferson Blvd., W., 7545, Fort Wayne 46804
|  |  |  | Cassandra's Taste of Sweets | 17318 | 3410 N. Anthony Blvd., Fort Wayne 46815
[7 empty] | EX200 | ABOVE-FLOOR | Above the floor to the right of the 3B sink. | BK Resources |  |  | 20 | gpm |  | in | Monthly | Yes |  | 4 | Yes | 5 | Yes | 0.25 | No | ([DepOfGrease] + [DepOfSolids]) / ([DepOfGrease] + [DepOfSolids] + [DepOfWater]) | 0.25 | Yes | (([DepOfGrease] + [DepOfSolids]) / ([DepOfGrease] + [DepOfSolids] + [DepOfWater])) * 1.05
|  |  |  | Catablu | 10066 | 6372 W. Jefferson Blvd., Jefferson Blvd., W., 6372, Fort Wayne 46804
|  |  |  | Cebollas Mexican Grill | 9125 | 602 E. Dupont Rd., Dupont Rd., E., 602, Fort Wayne 46825
[7 empty] | EX100 | OUTDOOR | Located in lot near southwest corner of building | Unknown |  |  | 1000 | gal |  | in |  | No |  | 4 | Yes | 5 | Yes | 0.25 | No | ([DepOfGrease] + [DepOfSolids]) / ([DepOfGrease] + [DepOfSolids] + [DepOfWater]) | 0.25 | Yes | (([DepOfGrease] + [DepOfSolids]) / ([DepOfGrease] + [DepOfSolids] + [DepOfWater])) * 1.05
|  |  |  | Cebollas Mexican Grill | 9988 | 5930 W. Jefferson Blvd., Jefferson Blvd., W., 5930, Fort Wayne 46804
|  |  |  | Cebolla's Mexican Grill | 531 | 2787 Maplecrest Rd., Maplecrest Rd., 2787, Fort Wayne 46815
[7 empty] | EX100 | OUTDOOR | Located on north side of building, in pavement close to front entrance. 1 access manhole | Unknown |  |  | 1000 | gal |  | in | Quarterly | No |  | 4 | Yes | 5 | Yes | 0.25 | No | ([DepOfGrease] + [DepOfSolids]) / ([DepOfGrease] + [DepOfSolids] + [DepOfWater]) | 0.25 | Yes | (([DepOfGrease] + [DepOfSolids]) / ([DepOfGrease] + [DepOfSolids] + [DepOfWater])) * 1.05
|  |  |  | Cedar Canyon Elementary School | 10345 | 15011 Coldwater Rd., Coldwater Rd., 15011, Fort Wayne 46845
|  |  |  | Cedar Creek Assisted Living | 9416 | 2116 Butler Rd., Butler Rd., 2116, Fort Wayne 46808
[7 empty] | EX100 | OUTDOOR |  |  |  |  | 1000 | gal |  | in |  | No |  | 4 | Yes | 5 | Yes | 0.25 | No | ([DepOfGrease] + [DepOfSolids]) / ([DepOfGrease] + [DepOfSolids] + [DepOfWater]) | 0.25 | Yes | (([DepOfGrease] + [DepOfSolids]) / ([DepOfGrease] + [DepOfSolids] + [DepOfWater])) * 1.05
|  |  |  | Cedar Creek Church | 17676 | 12606 Leo Road, Fort Wayne 46845
|  |  |  | Cedar Ridge Assisted Living | 9625 | 3320 E. State Blvd., State Blvd., E., 3320, Fort Wayne 46805
|  |  |  | Cedarhurst Senior Living | 18248 | 9210 Maysville Rd., Fort Wayne 46774
[7 empty] | EX100 | OUTDOOR |  |  |  |  | 1000 | gal |  | in |  | No |  | 4 | Yes | 5 | Yes | 0.25 | No | ([DepOfGrease] + [DepOfSolids]) / ([DepOfGrease] + [DepOfSolids] + [DepOfWater]) | 0.25 | Yes | (([DepOfGrease] + [DepOfSolids]) / ([DepOfGrease] + [DepOfSolids] + [DepOfWater])) * 1.05
|  |  |  | Cedarville Elementary | 10338 | 12225 Hardisty Rd., Hardisty Rd., 12225, Fort Wayne 46845
|  |  |  | Celebrate Senior Living | 9647 | 3420 E. State Blvd., State Blvd., E., 3420, Fort Wayne 46805
|  |  |  | Center for Academic Success - Nebraska | 9317 | 1525 Boone St., Boone St., 1525, Fort Wayne 46808
[7 empty] | EX100 | OUTDOOR | Located on southwest side of building by Door 3, 2 access manholes and a clean out before the influent manhole. |  | 2017-03-16 |  | 1000 | gal |  | in | Quarterly | Yes |  | 4 | Yes | 5 | Yes | 0.25 | No | ([DepOfGrease] + [DepOfSolids]) / ([DepOfGrease] + [DepOfSolids] + [DepOfWater]) | 0.25 | Yes | (([DepOfGrease] + [DepOfSolids]) / ([DepOfGrease] + [DepOfSolids] + [DepOfWater])) * 1.05
|  |  |  | Central Christian School | 9956 | 5801 Schwartz Rd., Schwartz Rd., 5801, Fort Wayne 46835
[7 empty] | EX600 |  | This information is for the Perk Coffee House Only, not the School |  |  |  |  | gal |  | in |  | No |  | 4 | Yes | 5 | Yes | 0.25 | No | ([DepOfGrease] + [DepOfSolids]) / ([DepOfGrease] + [DepOfSolids] + [DepOfWater]) | 0.25 | Yes | (([DepOfGrease] + [DepOfSolids]) / ([DepOfGrease] + [DepOfSolids] + [DepOfWater])) * 1.05
|  |  |  | Ceruti's Catering and Banquet Services | 7966 | 6601 Innovation Blvd., Innovation Blvd., 6601, Fort Wayne 46818
[7 empty] | EX100 | OUTDOOR | Located in landscape on east side of building | Unknown |  |  | 1000 | gal |  | in |  | No |  | 4 | Yes | 5 | Yes | 0.25 | No | ([DepOfGrease] + [DepOfSolids]) / ([DepOfGrease] + [DepOfSolids] + [DepOfWater]) | 0.25 | Yes | (([DepOfGrease] + [DepOfSolids]) / ([DepOfGrease] + [DepOfSolids] + [DepOfWater])) * 1.05
|  |  |  | CFE Railroad | 17315 | 2715 Wayne Trace, Fort Wayne 46803
|  |  |  | CGS Auction & Realty Inc. | 0048 | 7923 Lima Rd., Lima Rd., 7923, Fort Wayne 46818
|  |  |  | Champ's Nashville Hot Chicken 2 | 10061 | 6328 E. State Blvd., State Blvd., E., 6328, Fort Wayne 46815
[7 empty] | EX200 | IN-FLOOR | Located in kitchen floor | Unknown |  |  | 20 | gpm |  | in | Monthly | No |  | 4 | Yes | 5 | Yes | 0.25 | No | ([DepOfGrease] + [DepOfSolids]) / ([DepOfGrease] + [DepOfSolids] + [DepOfWater]) | 0.25 | Yes | (([DepOfGrease] + [DepOfSolids]) / ([DepOfGrease] + [DepOfSolids] + [DepOfWater])) * 1.05
|  |  |  | Chance Bar | 2665 | 4301 Fairfield Ave., Fairfield Ave., 4301, Fort Wayne 46807
[7 empty] | EX200 | ABOVE-FLOOR | Located in the basement, above the floor, grey plastic. | Canplas |  |  | 20 | gpm |  | in | Every 2 Weeks | No |  | 4 | Yes | 5 | Yes | 0.25 | No | ([DepOfGrease] + [DepOfSolids]) / ([DepOfGrease] + [DepOfSolids] + [DepOfWater]) | 0.25 | Yes | (([DepOfGrease] + [DepOfSolids]) / ([DepOfGrease] + [DepOfSolids] + [DepOfWater])) * 1.05
|  |  |  | Chapel Oaks Apartments | 9167 | 859 Buchanan St., Buchanan St., 859, Fort Wayne 46803
|  |  |  | Chapman's Brewing - Electric works BLDG. 27 (CUGC) | 18047 | 1660 Broadway Ste. 140, Fort Wayne 46803
[7 empty] | EX100 | OUTDOOR | S of building 27, W of EX002 - For Chapmans |  | 2022-07-01 |  | 1000 | gal |  | in |  | Yes | For Chapman's Brewing Ste. 140 - has separate Linko entry previously EX002 under this facility | 4 | Yes | 5 | Yes | 0.25 | No | ([DepOfGrease] + [DepOfSolids]) / ([DepOfGrease] + [DepOfSolids] + [DepOfWater]) | 0.25 | Yes | (([DepOfGrease] + [DepOfSolids]) / ([DepOfGrease] + [DepOfSolids] + [DepOfWater])) * 1.05
[7 empty] | EX101 | OUTDOOR | S of building #27 |  | 2022-07-01 |  | 1000 | gal |  | in |  | Yes | for a different tenant previously EX001 for this facility (this EX will need to be deleted once there are other Linko facilities created that use this EX) | 4 | Yes | 5 | Yes | 0.25 | No | ([DepOfGrease] + [DepOfSolids]) / ([DepOfGrease] + [DepOfSolids] + [DepOfWater]) | 0.25 | Yes | (([DepOfGrease] + [DepOfSolids]) / ([DepOfGrease] + [DepOfSolids] + [DepOfWater])) * 1.05
[7 empty] | EX102 | OUTDOOR | N of building, E. of CMH |  | 2022-07-01 |  | 1000 | gal |  | in |  | Yes | center opening for other tenant (this EX will need to be deleted once there are other Linko facilities created that use this EX) | 4 | Yes | 5 | Yes | 0.25 | No | ([DepOfGrease] + [DepOfSolids]) / ([DepOfGrease] + [DepOfSolids] + [DepOfWater]) | 0.25 | Yes | (([DepOfGrease] + [DepOfSolids]) / ([DepOfGrease] + [DepOfSolids] + [DepOfWater])) * 1.05
[7 empty] | EX150 | IN-FLOOR | in the dish room - grease trap used as a solids interceptor |  | 2023-12-22 |  | 25 | gpm |  | in |  | No | For Chapmans Ste 140 | 4 | Yes | 5 | Yes | 0.25 | No | ([DepOfGrease] + [DepOfSolids]) / ([DepOfGrease] + [DepOfSolids] + [DepOfWater]) | 0.25 | Yes | (([DepOfGrease] + [DepOfSolids]) / ([DepOfGrease] + [DepOfSolids] + [DepOfWater])) * 1.05
|  |  |  | Charis House | 17875 | 5920 Decatur Rd., Fort Wayne 46803
[7 empty] | EX200 | ABOVE-FLOOR | Grease Trap under 3-basin | Schier Products |  |  | 25 | gpm |  | in | Every 2 Weeks | No |  | 4 | Yes | 5 | Yes | 0.25 | No | ([DepOfGrease] + [DepOfSolids]) / ([DepOfGrease] + [DepOfSolids] + [DepOfWater]) | 0.25 | Yes | (([DepOfGrease] + [DepOfSolids]) / ([DepOfGrease] + [DepOfSolids] + [DepOfWater])) * 1.05
|  |  |  | Charley's Grilled Subs #455 | car | 4201 Coldwater Rd., Ste. FC-06, Coldwater Rd., 4201, Ste. FC-06, Fort Wayne 46805
[7 empty] | EX200 | ABOVE-FLOOR | Left side of 3 basin sink. |  |  |  |  | gal |  | in | Every 2 Weeks | No |  | 4 | Yes | 5 | Yes | 0.25 | No | ([DepOfGrease] + [DepOfSolids]) / ([DepOfGrease] + [DepOfSolids] + [DepOfWater]) | 0.25 | Yes | (([DepOfGrease] + [DepOfSolids]) / ([DepOfGrease] + [DepOfSolids] + [DepOfWater])) * 1.05
|  |  |  | Charlie's Place and Venue | 9766 | 4201 N. Wells St., Wells St., N., 4201, Fort Wayne 46808
[7 empty] | EX200 | ABOVE-FLOOR | Located under the 3 compartment sink, above the floor, low profile, grey plastic, Canplas Industries, 25 gpm capacity. | Canplas | 2018-03-18 |  | 25 | gpm |  | in | Monthly | Yes | 3 compartment sink is the only fixture plumbed to EX001. Fry Tech 912-610-5255 from Indy hauls grease trap waste away in steel drums. | 4 | Yes | 5 | Yes | 0.25 | No | ([DepOfGrease] + [DepOfSolids]) / ([DepOfGrease] + [DepOfSolids] + [DepOfWater]) | 0.25 | Yes | (([DepOfGrease] + [DepOfSolids]) / ([DepOfGrease] + [DepOfSolids] + [DepOfWater])) * 1.05
[7 empty] | EX201 | ABOVE-FLOOR | Located to the left of the dishwasher |  |  |  | 20 | gpm |  | in | Monthly | Yes |  | 4 | Yes | 5 | Yes | 0.25 | No | ([DepOfGrease] + [DepOfSolids]) / ([DepOfGrease] + [DepOfSolids] + [DepOfWater]) | 0.25 | Yes | (([DepOfGrease] + [DepOfSolids]) / ([DepOfGrease] + [DepOfSolids] + [DepOfWater])) * 1.05
|  |  |  | Chateau Rehabilitation Health Care Center | 9995 | 6006 Brandy Chase Cove, Brandy Chase Cove, 6006, Fort Wayne 46815
[7 empty] | EX100 | OUTDOOR | Northeast side of the bldg by the dumpsters |  | 2024-11-15 |  | 1000 | gal |  | in |  | Yes | replaced 2024 | 4 | Yes | 5 | Yes | 0.25 | No | ([DepOfGrease] + [DepOfSolids]) / ([DepOfGrease] + [DepOfSolids] + [DepOfWater]) | 0.25 | Yes | (([DepOfGrease] + [DepOfSolids]) / ([DepOfGrease] + [DepOfSolids] + [DepOfWater])) * 1.05
|  |  |  | Chay Family Market | 17726 | 5205 Decatur Rd., Decatur Rd., 5205, Fort Wayne 46806
|  |  |  | Cheddar's Scratch Kitchen No. 2029 | 769 | 305 W. Coliseum Blvd., Coliseum Blvd., W., 305, Fort Wayne 46805
[7 empty] | EX100 | OUTDOOR | Located south of the building in landscaping near back door | Midwest Tile | 2021-06-05 |  | 1000 | gal |  | in | Quarterly | Yes | Interceptor replaced 6/5/2021. | 4 | Yes | 5 | Yes | 0.25 | No | ([DepOfGrease] + [DepOfSolids]) / ([DepOfGrease] + [DepOfSolids] + [DepOfWater]) | 0.25 | Yes | (([DepOfGrease] + [DepOfSolids]) / ([DepOfGrease] + [DepOfSolids] + [DepOfWater])) * 1.05
|  |  |  | Chero Y Chapines | 17660 | 515 E. Jefferson Blvd., Jefferson Blvd., E., 515, Fort Wayne 46802
[7 empty] | EX160 | OUTDOOR | Northeast of the building in the grass. 2 access manholes near the control manhole. | Unknown |  |  | 1000 | gal |  | in |  | No | Inground - plastic model | 4 | Yes | 5 | Yes | 0.25 | No | ([DepOfGrease] + [DepOfSolids]) / ([DepOfGrease] + [DepOfSolids] + [DepOfWater]) | 0.25 | Yes | (([DepOfGrease] + [DepOfSolids]) / ([DepOfGrease] + [DepOfSolids] + [DepOfWater])) * 1.05
|  |  |  | Cherry Hill Golf Club | 10113 | 6615 Wheelock Rd., Wheelock Rd., 6615, Fort Wayne 46835
|  |  |  | Chestnut Hills Golf Club | 10328 | 11502 Illinois Rd., Illinois Rd., 11502, Fort Wayne 46814
|  |  |  | Chevvy's Pizza and Sports Bar | 3360 | 3740 W. Jefferson Blvd., Jefferson Blvd., W., 3740, Fort Wayne 46804
[7 empty] | EX200 | IN-FLOOR | [5 empty] | gal |  | in |  | No |  | 4 | Yes | 5 | Yes | 0.25 | No | ([DepOfGrease] + [DepOfSolids]) / ([DepOfGrease] + [DepOfSolids] + [DepOfWater]) | 0.25 | Yes | (([DepOfGrease] + [DepOfSolids]) / ([DepOfGrease] + [DepOfSolids] + [DepOfWater])) * 1.05
[7 empty] | EX201 | ABOVE-FLOOR | Underneath the 3-basin sink to the right above the floor |  |  |  | 25 | gpm |  | in |  | No | Installed approx. May 2013, according to owner | 4 | Yes | 5 | Yes | 0.25 | No | ([DepOfGrease] + [DepOfSolids]) / ([DepOfGrease] + [DepOfSolids] + [DepOfWater]) | 0.25 | Yes | (([DepOfGrease] + [DepOfSolids]) / ([DepOfGrease] + [DepOfSolids] + [DepOfWater])) * 1.05
|  |  |  | Chicken Salad Chick | 18130 | 1715 Apple Glen Blvd. Ste. 100, Fort Wayne 46804
[7 empty] | EX100 | OUTDOOR | N. Side of tenant in drive |  |  |  | 1000 | gal |  | in | Every 2 months | No | this was the grease interceptor that was for bob Evans previously | 4 | Yes | 5 | Yes | 0.25 | No | ([DepOfGrease] + [DepOfSolids]) / ([DepOfGrease] + [DepOfSolids] + [DepOfWater]) | 0.25 | Yes | (([DepOfGrease] + [DepOfSolids]) / ([DepOfGrease] + [DepOfSolids] + [DepOfWater])) * 1.05
|  |  |  | Chick-Fil-A | 18389 | 4773 E. Dupont Rd., Fort Wayne 46825
[7 empty] | EX100 | OUTDOOR | Grease Trap | N/A |  |  | 1000 | gal |  | in | Quarterly | No |  | 4 | Yes | 5 | Yes | 0.25 | No | ([DepOfGrease] + [DepOfSolids]) / ([DepOfGrease] + [DepOfSolids] + [DepOfWater]) | 0.25 | Yes | (([DepOfGrease] + [DepOfSolids]) / ([DepOfGrease] + [DepOfSolids] + [DepOfWater])) * 1.05
|  |  |  | Chick-fil-A | 9760 | 4201 Coldwater Rd., Ste. FC-03, Coldwater Rd., 4201, Ste. FC-03, Fort Wayne 46805
[7 empty] | EX200 | IN-FLOOR | Located in the floor in front of the counter, left of the 3 compartment sink. | Smith | 2015-01-01 |  | 50 | gpm |  | in | Weekly | No |  | 4 | Yes | 5 | Yes | 0.25 | No | ([DepOfGrease] + [DepOfSolids]) / ([DepOfGrease] + [DepOfSolids] + [DepOfWater]) | 0.25 | Yes | (([DepOfGrease] + [DepOfSolids]) / ([DepOfGrease] + [DepOfSolids] + [DepOfWater])) * 1.05
|  |  |  | Chick-fil-A #03479 | 17663 | 182 W. Coliseum Blvd., Coliseum Blvd., W., 182, Fort Wayne 46805
[7 empty] | EX100 | OUTDOOR | Located west of the building, north of the drive through ordering lanes, two access manholes. |  | 2019-01-01 |  | 1000 | gal |  | in | Every 2 months | Yes | Started as a septic tank, center baffle installed, inlet tee, outlet tee and downleg installed, inlet concrete block removed 1/16/2019. | 4 | Yes | 5 | Yes | 0.25 | No | ([DepOfGrease] + [DepOfSolids]) / ([DepOfGrease] + [DepOfSolids] + [DepOfWater]) | 0.25 | Yes | (([DepOfGrease] + [DepOfSolids]) / ([DepOfGrease] + [DepOfSolids] + [DepOfWater])) * 1.05
|  |  |  | Chick-fil-A (inside hospital) | 18056 | 2520 E. Dupont Rd., Fort Wayne 46825
[7 empty] | EX600 | [8 empty] | in |  | No | Additional distribution point for Chick-fil-A, catering but no cooking at location. | 4 | Yes | 5 | Yes | 0.25 | No | ([DepOfGrease] + [DepOfSolids]) / ([DepOfGrease] + [DepOfSolids] + [DepOfWater]) | 0.25 | Yes | (([DepOfGrease] + [DepOfSolids]) / ([DepOfGrease] + [DepOfSolids] + [DepOfWater])) * 1.05
|  |  |  | Chick-Fil-A No. 1439 | 9357 | 1725 Apple Glen Blvd., Apple Glen Blvd., 1725, Fort Wayne 46804
[7 empty] | EX100 | OUTDOOR | Located in the landscape on the east side of the building, near the back door | Unknown |  |  | 1000 | gal |  | in | Monthly | No |  | 4 | Yes | 5 | Yes | 0.25 | No | ([DepOfGrease] + [DepOfSolids]) / ([DepOfGrease] + [DepOfSolids] + [DepOfWater]) | 0.25 | Yes | (([DepOfGrease] + [DepOfSolids]) / ([DepOfGrease] + [DepOfSolids] + [DepOfWater])) * 1.05
|  |  |  | Children's Autism Center | 4334 | 6131 N. Clinton St., Clinton St., N., 6131, Fort Wayne 46825
|  |  |  | China Buffet | 9059 | 322 E. Pettit Ave., Petit Ave., E., 322, Fort Wayne 46806
[7 empty] | EX200 | IN-FLOOR | In the floor in the front kitchen dish area by the hand sink |  |  |  | 20 | gpm |  | in |  | No |  | 4 | Yes | 5 | Yes | 0.25 | No | ([DepOfGrease] + [DepOfSolids]) / ([DepOfGrease] + [DepOfSolids] + [DepOfWater]) | 0.25 | Yes | (([DepOfGrease] + [DepOfSolids]) / ([DepOfGrease] + [DepOfSolids] + [DepOfWater])) * 1.05
[7 empty] | EX201 | ABOVE-FLOOR | in the back kitchen area under the 3-basin sink | Canplas |  |  | 25 | gpm |  | in |  | No |  | 4 | Yes | 5 | Yes | 0.25 | No | ([DepOfGrease] + [DepOfSolids]) / ([DepOfGrease] + [DepOfSolids] + [DepOfWater]) | 0.25 | Yes | (([DepOfGrease] + [DepOfSolids]) / ([DepOfGrease] + [DepOfSolids] + [DepOfWater])) * 1.05
|  |  |  | China Express | 9187 | 1003 W. Coliseum Blvd., Coliseum Blvd., W., 1003, Fort Wayne 46808
[7 empty] | EX100 | OUTDOOR | Located southwest of the building in the grass next to the drive through lane | Unknown |  |  | 1000 | gal |  | in | Monthly | No | 1 access manhole., outlet tee is in place. | 4 | Yes | 5 | Yes | 0.25 | No | ([DepOfGrease] + [DepOfSolids]) / ([DepOfGrease] + [DepOfSolids] + [DepOfWater]) | 0.25 | Yes | (([DepOfGrease] + [DepOfSolids]) / ([DepOfGrease] + [DepOfSolids] + [DepOfWater])) * 1.05
|  |  |  | China Garden | 9897 | 5441 S. Anthony Blvd., Anthony Blvd., S., 5441, Fort Wayne 46806
[7 empty] | EX200 | ABOVE-FLOOR | [5 empty] | gal |  | in |  | No |  | 4 | Yes | 5 | Yes | 0.25 | No | ([DepOfGrease] + [DepOfSolids]) / ([DepOfGrease] + [DepOfSolids] + [DepOfWater]) | 0.25 | Yes | (([DepOfGrease] + [DepOfSolids]) / ([DepOfGrease] + [DepOfSolids] + [DepOfWater])) * 1.05
|  |  |  | China House Restaurant | 9581 | 3119 E. State Blvd., State Blvd., E., 3119, Fort Wayne 46805
[7 empty] | EX200 | ABOVE-FLOOR | L of 3 basin sink |  |  |  | 15 | gpm |  | in | Monthly | No |  | 4 | Yes | 5 | Yes | 0.25 | No | ([DepOfGrease] + [DepOfSolids]) / ([DepOfGrease] + [DepOfSolids] + [DepOfWater]) | 0.25 | Yes | (([DepOfGrease] + [DepOfSolids]) / ([DepOfGrease] + [DepOfSolids] + [DepOfWater])) * 1.05
[7 empty] | EX201 | ABOVE-FLOOR | R of wok stove |  |  |  | 15 | gpm |  | in | Monthly | No |  | 4 | Yes | 5 | Yes | 0.25 | No | ([DepOfGrease] + [DepOfSolids]) / ([DepOfGrease] + [DepOfSolids] + [DepOfWater]) | 0.25 | Yes | (([DepOfGrease] + [DepOfSolids]) / ([DepOfGrease] + [DepOfSolids] + [DepOfWater])) * 1.05
|  |  |  | China Palace Restaurant | 3216 | 5810 Bluffton Rd., Bluffton Rd., 5810, Fort Wayne 46809
[7 empty] | EX100 | OUTDOOR | SW of building in landscaping | Midwest Tile | 2020-06-30 |  | 1000 | gal |  | in | Quarterly | No |  | 4 | Yes | 5 | Yes | 0.25 | No | ([DepOfGrease] + [DepOfSolids]) / ([DepOfGrease] + [DepOfSolids] + [DepOfWater]) | 0.25 | Yes | (([DepOfGrease] + [DepOfSolids]) / ([DepOfGrease] + [DepOfSolids] + [DepOfWater])) * 1.05
[7 empty] | EX150 |  | L of the pre-wash sink |  | 2024-03-26 |  |  |  |  | in |  | Yes |  | 4 | Yes | 5 | Yes | 0.25 | No | ([DepOfGrease] + [DepOfSolids]) / ([DepOfGrease] + [DepOfSolids] + [DepOfWater]) | 0.25 | Yes | (([DepOfGrease] + [DepOfSolids]) / ([DepOfGrease] + [DepOfSolids] + [DepOfWater])) * 1.05
|  |  |  | Chipotle | 18370 | 5044 E. Dupont Rd., Fort Wayne 46825
[7 empty] | EX100 | OUTDOOR | By the drive thru |  | 2024-12-13 |  | 1000 | gal |  | in |  | No |  | 4 | Yes | 5 | Yes | 0.25 | No | ([DepOfGrease] + [DepOfSolids]) / ([DepOfGrease] + [DepOfSolids] + [DepOfWater]) | 0.25 | Yes | (([DepOfGrease] + [DepOfSolids]) / ([DepOfGrease] + [DepOfSolids] + [DepOfWater])) * 1.05
|  |  |  | Chipotle #4215 | 9352 | 1715 Apple Glen Blvd., Apple Glen Blvd., 1715, Fort Wayne 46804
[7 empty] | EX100 | OUTDOOR | S side of building in the parking spots | Unknown | 2023-01-30 |  | 1000 | gal |  | in |  | Yes |  | 4 | Yes | 5 | Yes | 0.25 | No | ([DepOfGrease] + [DepOfSolids]) / ([DepOfGrease] + [DepOfSolids] + [DepOfWater]) | 0.25 | Yes | (([DepOfGrease] + [DepOfSolids]) / ([DepOfGrease] + [DepOfSolids] + [DepOfWater])) * 1.05
|  |  |  | Chipotle Mexican Grill #1066 | 5831 | 910 E. Coliseum Blvd., Coliseum Blvd., E., 910, Fort Wayne 46805
[7 empty] | EX100 | OUTDOOR | Located on south side of building in lot along sidewalk |  |  |  | 1000 | gal |  | in |  | No |  | 4 | Yes | 5 | Yes | 0.25 | No | ([DepOfGrease] + [DepOfSolids]) / ([DepOfGrease] + [DepOfSolids] + [DepOfWater]) | 0.25 | Yes | (([DepOfGrease] + [DepOfSolids]) / ([DepOfGrease] + [DepOfSolids] + [DepOfWater])) * 1.05
|  |  |  | Chipotle Mexican Grill #2691 | 17406 | 6175 Lima Rd., Lima Rd., 6175, Fort Wayne 46818
[7 empty] | EX100 | OUTDOOR | Located on the north side of the building in the paved parking area. Close to the sidewalk |  | 2015-10-01 |  | 1000 | gal |  | in |  | No |  | 4 | Yes | 5 | Yes | 0.25 | No | ([DepOfGrease] + [DepOfSolids]) / ([DepOfGrease] + [DepOfSolids] + [DepOfWater]) | 0.25 | Yes | (([DepOfGrease] + [DepOfSolids]) / ([DepOfGrease] + [DepOfSolids] + [DepOfWater])) * 1.05
|  |  |  | Chit May May | 18338 | 5112 S. Calhoun St., Fort Wayne 46803
|  |  |  | Cho OO Asian Grocery | 17372 | 3508 N. Clinton St, Fort Wayne 46805
[7 empty] | EX600 | [6 empty] | gal |  | in |  | No |  | 4 | Yes | 5 | Yes | 0.25 | No | ([DepOfGrease] + [DepOfSolids]) / ([DepOfGrease] + [DepOfSolids] + [DepOfWater]) | 0.25 | Yes | (([DepOfGrease] + [DepOfSolids]) / ([DepOfGrease] + [DepOfSolids] + [DepOfWater])) * 1.05
|  |  |  | Choices - Shepard's House | 18406 | 1612 Spy Run Ave., Fort Wayne 46805
[7 empty] | EX200 | ABOVE-FLOOR | Left of the 3-basin sink | Ashland Trap Distribution |  |  | 25 | gpm |  | in |  | No |  | 4 | Yes | 5 | Yes | 0.25 | No | ([DepOfGrease] + [DepOfSolids]) / ([DepOfGrease] + [DepOfSolids] + [DepOfWater]) | 0.25 | Yes | (([DepOfGrease] + [DepOfSolids]) / ([DepOfGrease] + [DepOfSolids] + [DepOfWater])) * 1.05
|  |  |  | Choppers Kickstand | 9567 | 3032 Maumee Ave., Maumee Ave., 3032, Fort Wayne 46803
[7 empty] | EX200 | ABOVE-FLOOR | beneath 3 basin sink |  |  |  | 25 | gpm |  | in | Weekly | No |  | 4 | Yes | 5 | Yes | 0.25 | No | ([DepOfGrease] + [DepOfSolids]) / ([DepOfGrease] + [DepOfSolids] + [DepOfWater]) | 0.25 | Yes | (([DepOfGrease] + [DepOfSolids]) / ([DepOfGrease] + [DepOfSolids] + [DepOfWater])) * 1.05
|  |  |  | Chop's Steak and Seafood | 1500 | 6421 W. Jefferson Blvd., Jefferson Blvd., W., 6421, Fort Wayne 46804
|  |  |  | Christ Temple Church/Food Bank | 9275 | 1327 Winter St., Winter St., 1327, Fort Wayne 46803
|  |  |  | Chuck E. Cheese's | 6467 | 711 W. Coliseum Blvd., Coliseum Blvd., W., 711, Fort Wayne 46808
[7 empty] | EX100 | OUTDOOR | located SE of building by back door |  |  |  | 1000 | gal |  | in |  | No | 2 MH | 4 | Yes | 5 | Yes | 0.25 | No | ([DepOfGrease] + [DepOfSolids]) / ([DepOfGrease] + [DepOfSolids] + [DepOfWater]) | 0.25 | Yes | (([DepOfGrease] + [DepOfSolids]) / ([DepOfGrease] + [DepOfSolids] + [DepOfWater])) * 1.05
|  |  |  | Chung King Express | 4397 | 3101 N. Anthony Blvd., Anthony Blvd., N., 3101, Fort Wayne 46805
[7 empty] | EX200 | ABOVE-FLOOR | Located in basement | Canplas |  |  | 20 | gpm |  | in | Weekly | No |  | 4 | Yes | 5 | Yes | 0.25 | No | ([DepOfGrease] + [DepOfSolids]) / ([DepOfGrease] + [DepOfSolids] + [DepOfWater]) | 0.25 | Yes | (([DepOfGrease] + [DepOfSolids]) / ([DepOfGrease] + [DepOfSolids] + [DepOfWater])) * 1.05
[7 empty] | EX201 | ABOVE-FLOOR | Located under the right side of the 3 compartment sink. | Unknown |  |  |  | gpm |  | in | Weekly | No | No label found so can't be sure the size, likely 20 gpm | 4 | Yes | 5 | Yes | 0.25 | No | ([DepOfGrease] + [DepOfSolids]) / ([DepOfGrease] + [DepOfSolids] + [DepOfWater]) | 0.25 | Yes | (([DepOfGrease] + [DepOfSolids]) / ([DepOfGrease] + [DepOfSolids] + [DepOfWater])) * 1.05
|  |  |  | Cinco De Mayo Mexican Cuisine and Cantina | 10165 | 7225 Maplecrest Rd., Maplecrest Rd., 7225, Fort Wayne 46835
[7 empty] | EX200 | IN-FLOOR | W. end of kitchen in-floor by stoves. | Schier Products | 2022-03-15 |  | 25 | gpm |  | in | Monthly | No |  | 4 | Yes | 5 | Yes | 0.25 | No | ([DepOfGrease] + [DepOfSolids]) / ([DepOfGrease] + [DepOfSolids] + [DepOfWater]) | 0.25 | Yes | (([DepOfGrease] + [DepOfSolids]) / ([DepOfGrease] + [DepOfSolids] + [DepOfWater])) * 1.05
|  |  |  | Cinco De Mayo Taqueria | 10048 | 6302 Illinois Rd., Illinois Rd., 6302, Fort Wayne 46804
[7 empty] | EX160 | OUTDOOR | South of the building in the old drive thru area |  | 2023-12-11 |  | 1000 | gal |  | in |  | Yes | newly installed 12.11.23 shared with the rest of the multi-tenant facility | 4 | Yes | 5 | Yes | 0.25 | No | ([DepOfGrease] + [DepOfSolids]) / ([DepOfGrease] + [DepOfSolids] + [DepOfWater]) | 0.25 | Yes | (([DepOfGrease] + [DepOfSolids]) / ([DepOfGrease] + [DepOfSolids] + [DepOfWater])) * 1.05
|  |  |  | Cindy's Diner | 17298 | 230 W. Berry St., Berry St., W., 230, Fort Wayne 46802
[7 empty] | EX200 | ABOVE-FLOOR | Above floor grease trap | Wade | 2014-07-02 |  | 10 | gpm |  | in |  | Yes | Located under single basin sink | 4 | Yes | 5 | Yes | 0.25 | No | ([DepOfGrease] + [DepOfSolids]) / ([DepOfGrease] + [DepOfSolids] + [DepOfWater]) | 0.25 | Yes | (([DepOfGrease] + [DepOfSolids]) / ([DepOfGrease] + [DepOfSolids] + [DepOfWater])) * 1.05
|  |  |  | Cinema Center at ITT | 9324 | 1600 E. Washington Blvd., Washington Blvd., E., 1600, Fort Wayne 46803
|  |  |  | Cinnaholic | 18382 | 407 W. Coliseum Blvd. Ste 109, Fort Wayne 46805
[7 empty] | EX200 | IN-FLOOR | in back room | Schier Products | 2024-08-19 |  | 50 | gpm |  | in | Every 2 Weeks | Yes |  | 4 | Yes | 5 | Yes | 0.25 | No | ([DepOfGrease] + [DepOfSolids]) / ([DepOfGrease] + [DepOfSolids] + [DepOfWater]) | 0.25 | Yes | (([DepOfGrease] + [DepOfSolids]) / ([DepOfGrease] + [DepOfSolids] + [DepOfWater])) * 1.05
|  |  |  | Circle K | 9445 | 2304 Sherman Blvd., Sherman Blvd., 2304, Fort Wayne 46808
[7 empty] | EX100 | OUTDOOR | Located east of building in grass, two access manholes |  |  |  | 1000 | gal |  | in |  | No |  | 4 | Yes | 5 | Yes | 0.25 | No | ([DepOfGrease] + [DepOfSolids]) / ([DepOfGrease] + [DepOfSolids] + [DepOfWater]) | 0.25 | Yes | (([DepOfGrease] + [DepOfSolids]) / ([DepOfGrease] + [DepOfSolids] + [DepOfWater])) * 1.05
|  |  |  | Circle K Convenience | 9697 | 3730 Engle Rd., Engle Rd., 3730, Fort Wayne 46804
[7 empty] | EX100 | OUTDOOR | Located on the east side of the building in the parking spaces at the side of the building. Near the sidewalk. | Unknown |  |  | 1000 | gal |  | in |  | No |  | 4 | Yes | 5 | Yes | 0.25 | No | ([DepOfGrease] + [DepOfSolids]) / ([DepOfGrease] + [DepOfSolids] + [DepOfWater]) | 0.25 | Yes | (([DepOfGrease] + [DepOfSolids]) / ([DepOfGrease] + [DepOfSolids] + [DepOfWater])) * 1.05
|  |  |  | Citizen Square Café | 9027 | 200 E. Berry St. Ste 050, Berry St., E., 200 Ste 050, Fort Wayne 46802
[7 empty] | EX200 | ABOVE-FLOOR | next to three basin sink |  |  |  | 25 | gpm |  | in | Weekly | No |  | 4 | Yes | 5 | Yes | 0.25 | No | ([DepOfGrease] + [DepOfSolids]) / ([DepOfGrease] + [DepOfSolids] + [DepOfWater]) | 0.25 | Yes | (([DepOfGrease] + [DepOfSolids]) / ([DepOfGrease] + [DepOfSolids] + [DepOfWater])) * 1.05
[7 empty] | EX500 | IN-FLOOR | In-floor in Kitchen (Confined Space). Has a solids interceptor in front of it. | Zurn |  |  | 35 | gpm |  | in | Monthly | No | Not in Service | 4 | Yes | 5 | Yes | 0.25 | No | ([DepOfGrease] + [DepOfSolids]) / ([DepOfGrease] + [DepOfSolids] + [DepOfWater]) | 0.25 | Yes | (([DepOfGrease] + [DepOfSolids]) / ([DepOfGrease] + [DepOfSolids] + [DepOfWater])) * 1.05
|  |  |  | City BBQ | 9358 | 1727 Apple Glen Blvd., Apple Glen Blvd., 1727, Fort Wayne 46804
[7 empty] | EX100 | OUTDOOR | Located in drive thru lane on east side of building - North most set of manholes | Unknown |  |  | 1000 | gal |  | in |  | No | 3 MH interceptor | 4 | Yes | 5 | Yes | 0.25 | No | ([DepOfGrease] + [DepOfSolids]) / ([DepOfGrease] + [DepOfSolids] + [DepOfWater]) | 0.25 | Yes | (([DepOfGrease] + [DepOfSolids]) / ([DepOfGrease] + [DepOfSolids] + [DepOfWater])) * 1.05
|  |  |  | City Blends Smoothie Café | 10334 | 12124 Lima Rd., Lima Rd., 12124, Fort Wayne 46818
|  |  |  | City of Fort Wayne | 1293 | Deer Creek Lift Station, Fort Wayne 46803
|  |  |  | City of Fort Wayne - Fleet | 17580 | 633 Avenue of Autos, Avenue of Autos, 633, Fort Wayne 46804
[7 empty] | EX311 | OUTDOOR | North east corner of building by entrance of service garage |  |  |  | 1000 | gal |  | in | Annual | No |  | 4 | Yes | 5 | Yes | 0.25 | No | ([DepOfGrease] + [DepOfSolids]) / ([DepOfGrease] + [DepOfSolids] + [DepOfWater]) | 0.25 | Yes | (([DepOfGrease] + [DepOfSolids]) / ([DepOfGrease] + [DepOfSolids] + [DepOfWater])) * 1.05
|  |  |  | City of Fort Wayne Solid Waste & Recycling | 18456 | 2200 W. Cook Rd, Fort Wayne 46818
|  |  |  | Clara's Pizza King | 6031 | 321 W. State Blvd., State Blvd., W., 321, Fort Wayne 46808
[7 empty] | EX200 | IN-FLOOR | located right of the pre-wash sink in floor |  |  |  | 20 | gpm |  | in |  | No | good condition but baffles have not been cleaned in a long time | 4 | Yes | 5 | Yes | 0.25 | No | ([DepOfGrease] + [DepOfSolids]) / ([DepOfGrease] + [DepOfSolids] + [DepOfWater]) | 0.25 | Yes | (([DepOfGrease] + [DepOfSolids]) / ([DepOfGrease] + [DepOfSolids] + [DepOfWater])) * 1.05
|  |  |  | Classic Café | 17635 | 4832 Hillegas Rd., Hillegas Rd., 4832, Fort Wayne 46818
[7 empty] | EX100 | OUTDOOR | Located north of the building toward the east side between the building and the drive way. | Unknown |  |  | 1000 | gal |  | in | SemiAnnual | No |  | 4 | Yes | 5 | Yes | 0.25 | No | ([DepOfGrease] + [DepOfSolids]) / ([DepOfGrease] + [DepOfSolids] + [DepOfWater]) | 0.25 | Yes | (([DepOfGrease] + [DepOfSolids]) / ([DepOfGrease] + [DepOfSolids] + [DepOfWater])) * 1.05
[7 empty] | EX101 | OUTDOOR | Located north of the building toward the west side, between the building and the drive way. Two access manholes. | Unknown |  |  | 1000 | gal |  | in | SemiAnnual | No | Inlet and outlet are both blocked. Not in use at all. | 4 | Yes | 5 | Yes | 0.25 | No | ([DepOfGrease] + [DepOfSolids]) / ([DepOfGrease] + [DepOfSolids] + [DepOfWater]) | 0.25 | Yes | (([DepOfGrease] + [DepOfSolids]) / ([DepOfGrease] + [DepOfSolids] + [DepOfWater])) * 1.05
|  |  |  | Clean City Bins | 18181 | 228 S. Seminole Ct., Saminole Ct., S., 228, Fort Wayne 46803
|  |  |  | Clean Eatz | 18419 | 4916 Illinois Rd. Ste 114, Fort Wayne 46804
[7 empty] | EX200 | IN-FLOOR | Back kitchen in the floor | Schier Products |  |  | 25 | gpm |  | in | Every 2 Weeks | No |  | 4 | Yes | 5 | Yes | 0.25 | No | ([DepOfGrease] + [DepOfSolids]) / ([DepOfGrease] + [DepOfSolids] + [DepOfWater]) | 0.25 | Yes | (([DepOfGrease] + [DepOfSolids]) / ([DepOfGrease] + [DepOfSolids] + [DepOfWater])) * 1.05
|  |  |  | CLOSED | 0049 | 5808 W. Jefferson Blvd., Jefferson Blvd., W., 5808, Fort Wayne 46804
|  |  |  | CLOSED | 0076 | 4201 Coldwater Rd., Ste. E-13, Coldwater Rd., 4201, Ste. E-13, Fort Wayne 46805
[7 empty] | EX600 | [6 empty] | gal |  | in |  | No |  | 4 | Yes | 5 | Yes | 0.25 | No | ([DepOfGrease] + [DepOfSolids]) / ([DepOfGrease] + [DepOfSolids] + [DepOfWater]) | 0.25 | Yes | (([DepOfGrease] + [DepOfSolids]) / ([DepOfGrease] + [DepOfSolids] + [DepOfWater])) * 1.05
|  |  |  | CLOSED | 0077 | 5507 Coldwater Rd., Coldwater Rd., 5507, Fort Wayne 46825
[7 empty] | EX200 | IN-FLOOR | Replaced with EX004 |  |  | 2013-07-02 |  | gal |  | in |  | No |  | 4 | Yes | 5 | Yes | 0.25 | No | ([DepOfGrease] + [DepOfSolids]) / ([DepOfGrease] + [DepOfSolids] + [DepOfWater]) | 0.25 | Yes | (([DepOfGrease] + [DepOfSolids]) / ([DepOfGrease] + [DepOfSolids] + [DepOfWater])) * 1.05
[7 empty] | EX201 | IN-FLOOR | In the floor in front of the wok stove |  |  |  | 20 | gpm |  | in |  | No |  | 4 | Yes | 5 | Yes | 0.25 | No | ([DepOfGrease] + [DepOfSolids]) / ([DepOfGrease] + [DepOfSolids] + [DepOfWater]) | 0.25 | Yes | (([DepOfGrease] + [DepOfSolids]) / ([DepOfGrease] + [DepOfSolids] + [DepOfWater])) * 1.05
[7 empty] | EX202 | ABOVE-FLOOR | Under prewash sink |  | 2013-07-02 |  | 20 | gpm |  | in |  | Yes |  | 4 | Yes | 5 | Yes | 0.25 | No | ([DepOfGrease] + [DepOfSolids]) / ([DepOfGrease] + [DepOfSolids] + [DepOfWater]) | 0.25 | Yes | (([DepOfGrease] + [DepOfSolids]) / ([DepOfGrease] + [DepOfSolids] + [DepOfWater])) * 1.05
[7 empty] | EX203 | ABOVE-FLOOR | Under 4 basin sink. |  | 2013-07-02 |  | 35 | gpm |  | in |  | Yes |  | 4 | Yes | 5 | Yes | 0.25 | No | ([DepOfGrease] + [DepOfSolids]) / ([DepOfGrease] + [DepOfSolids] + [DepOfWater]) | 0.25 | Yes | (([DepOfGrease] + [DepOfSolids]) / ([DepOfGrease] + [DepOfSolids] + [DepOfWater])) * 1.05
|  |  |  | CLOSED | 0114 | 1515 Goshen Ave., Goshen Ave., 1515, Fort Wayne 46808
|  |  |  | CLOSED | 0115 | 4111 Hessen Cassel Rd., Hessen Cassel Rd., 4111, Fort Wayne 46806
|  |  |  | CLOSED | 0125 | 4130 S. Clinton St., Clinton St., S., 4130, Fort Wayne 46806
|  |  |  | CLOSED | 0161 | 208 E. Pettit Ave., Fort Wayne 46806
|  |  |  | CLOSED | 0172 | 300 E. Main St., Main St., E., 300, Fort Wayne 46802
|  |  |  | CLOSED | 0173 | 4151 Hessen Cassel Rd., Hessen Cassel Rd., 4151, Fort Wayne 46806
[7 empty] | EX200 | ABOVE-FLOOR | back closet |  |  |  |  | gal |  | in | Every 2 Weeks | No |  | 4 | Yes | 5 | Yes | 0.25 | No | ([DepOfGrease] + [DepOfSolids]) / ([DepOfGrease] + [DepOfSolids] + [DepOfWater]) | 0.25 | Yes | (([DepOfGrease] + [DepOfSolids]) / ([DepOfGrease] + [DepOfSolids] + [DepOfWater])) * 1.05
|  |  |  | CLOSED | 0174 | 3311 E. State Blvd., State Blvd., E., 3311, Fort Wayne 46805
|  |  |  | CLOSED | 0181 | 733 E. Lewis St., Lewis St., E., 733, Fort Wayne 46802
|  |  |  | CLOSED | 0257 | 2008 Fairfield Ave., Fairfield Ave., 2008, Fort Wayne 46802
|  |  |  | CLOSED | 0263 | 127 W. Berry St., Berry St., W., 127, Fort Wayne 46802
[7 empty] | EX600 | [6 empty] | gal |  | in |  | No |  | 4 | Yes | 5 | Yes | 0.25 | No | ([DepOfGrease] + [DepOfSolids]) / ([DepOfGrease] + [DepOfSolids] + [DepOfWater]) | 0.25 | Yes | (([DepOfGrease] + [DepOfSolids]) / ([DepOfGrease] + [DepOfSolids] + [DepOfWater])) * 1.05
|  |  |  | CLOSED | 0319 | 3520 S. Calhoun St., Calhoun St., S., 3520, Fort Wayne 46807
|  |  |  | CLOSED | 0320 | 9177 Lima Rd., Lima Rd., 9177, Fort Wayne 46818
|  |  |  | CLOSED | 0323 | 7757 Coldwater Rd., Coldwater Rd., 7757, Fort Wayne 46825
|  |  |  | CLOSED | 0327 | 2330 Wayne Haven St., Wayne Haven St., 2330, Fort Wayne 46803
|  |  |  | CLOSED | 0997 | 2006 S. Hanna St., Hanna St., S., 2006, Fort Wayne 46803
[7 empty] | EX200 | ABOVE-FLOOR | Located right of the 3 compartment sink in the kitchen | Schier Products |  |  | 20 | gpm |  | in |  | No | We recommended not to use any grease enzymes. | 4 | Yes | 5 | Yes | 0.25 | No | ([DepOfGrease] + [DepOfSolids]) / ([DepOfGrease] + [DepOfSolids] + [DepOfWater]) | 0.25 | Yes | (([DepOfGrease] + [DepOfSolids]) / ([DepOfGrease] + [DepOfSolids] + [DepOfWater])) * 1.05
|  |  |  | CLOSED | 10003 | 6032 Highview Dr., Highview Dr., 6032, Fort Wayne 46818
|  |  |  | CLOSED | 10063 | 6330 W. Jefferson Blvd., Jefferson Blvd., W., 6330, Fort Wayne 46804
|  |  |  | CLOSED | 10075 | 6380 W. Jefferson Blvd. Ste. G19A, Jefferson Blvd., W., 6380 Ste. G19A, Fort Wayne 46804
|  |  |  | CLOSED | 1008 | 811 E. Pontiac St., Pontiac St., E., 811, Fort Wayne 46803
|  |  |  | CLOSED | 10118 | 5214 Decatur Rd., Decatur Rd., 5214, Fort Wayne 46806
|  |  |  | CLOSED | 10145 | 6925 St. Joe Rd., St. Joe Rd., 6925, Fort Wayne 46835
|  |  |  | CLOSED | 10167 | 7230 S. Anthony Blvd., Anthony Blvd., S., 7230, Fort Wayne 46816
|  |  |  | CLOSED | 10173 | 7403 Maplecrest Rd., Maplecrest Rd., 7403, Fort Wayne 46835
|  |  |  | CLOSED | 10182 | 7502 Southtown Crossing, Southtown Crossing, 7502, Fort Wayne 46816
[7 empty] | EX160 | OUTDOOR | In ground located east of building just south of the pharmacy drive thru |  |  |  | 3000 | gal |  | in | Monthly | No | Shares with Walmart Bakery and Deli | 4 | Yes | 5 | Yes | 0.25 | No | ([DepOfGrease] + [DepOfSolids]) / ([DepOfGrease] + [DepOfSolids] + [DepOfWater]) | 0.25 | Yes | (([DepOfGrease] + [DepOfSolids]) / ([DepOfGrease] + [DepOfSolids] + [DepOfWater])) * 1.05
|  |  |  | CLOSED | 10218 | 8230 Glencarin Blvd., Glencarin Blvd., 8230, Fort Wayne 46804
[7 empty] | EX100 | OUTDOOR |  |  |  |  | 1000 | gal |  | in |  | No |  | 4 | Yes | 5 | Yes | 0.25 | No | ([DepOfGrease] + [DepOfSolids]) / ([DepOfGrease] + [DepOfSolids] + [DepOfWater]) | 0.25 | Yes | (([DepOfGrease] + [DepOfSolids]) / ([DepOfGrease] + [DepOfSolids] + [DepOfWater])) * 1.05
|  |  |  | CLOSED | 10240 | 9100 Lima Rd., Lima Rd., 9100, Fort Wayne 46818
|  |  |  | CLOSED | 10242 | 9149 Lima Rd., Lima Rd., 9149, Fort Wayne 46818
|  |  |  | CLOSED | 10243 | 9153 Lima Rd., Lima Rd., 9153, Fort Wayne 46818
|  |  |  | CLOSED | 10255 | 9910 E. Dupont Circle Dr., Dupont Circle Dr., E., 9910, Fort Wayne 46825
|  |  |  | CLOSED | 10259 | 10020-C Lima Rd., Lima Rd., 10020-C, Fort Wayne 46818
[7 empty] | EX200 | ABOVE-FLOOR | Above the floor to the right of the 3 basin sink, grey plastic. | Canplas |  |  | 20 | gpm |  | in | Quarterly | No |  | 4 | Yes | 5 | Yes | 0.25 | No | ([DepOfGrease] + [DepOfSolids]) / ([DepOfGrease] + [DepOfSolids] + [DepOfWater]) | 0.25 | Yes | (([DepOfGrease] + [DepOfSolids]) / ([DepOfGrease] + [DepOfSolids] + [DepOfWater])) * 1.05
|  |  |  | CLOSED | 10280 | 10264 Coldwater Rd., Coldwater Rd., 10264, Fort Wayne 46825
[7 empty] | EX200 | IN-FLOOR | [5 empty] | gal |  | in |  | No |  | 4 | Yes | 5 | Yes | 0.25 | No | ([DepOfGrease] + [DepOfSolids]) / ([DepOfGrease] + [DepOfSolids] + [DepOfWater]) | 0.25 | Yes | (([DepOfGrease] + [DepOfSolids]) / ([DepOfGrease] + [DepOfSolids] + [DepOfWater])) * 1.05
[7 empty] | EX201 | ABOVE-FLOOR | Above floor to the right of the ice machine |  |  |  | 20 | gpm |  | in | Weekly | No |  | 4 | Yes | 5 | Yes | 0.25 | No | ([DepOfGrease] + [DepOfSolids]) / ([DepOfGrease] + [DepOfSolids] + [DepOfWater]) | 0.25 | Yes | (([a] + [DepOfSolids]) / ([DepOfGrease] + [DepOfSolids] + [DepOfWater])) * 1.05
|  |  |  | CLOSED | 10321 | 10930 US Hwy 24 W., US Hwy 24 W., 10930, Fort Wayne 46814
|  |  |  | CLOSED | 10333 | 12101 Lima Rd., Lima Rd., 12101, Fort Wayne 46818
|  |  |  | CLOSED | 10337 | 12211 US Hwy 27 S., US Hwy 27 S., 12211, Fort Wayne 46816
|  |  |  | CLOSED | 10342 | 14605 Lima Rd., Lima Rd., 14605, Fort Wayne 46818
|  |  |  | CLOSED | 10344 | 14722 Lima Rd., Lima Rd., 14722, Fort Wayne 46818
[7 empty] | EX100 | OUTDOOR |  |  |  |  | 1500 | gal |  | in |  | No |  | 4 | Yes | 5 | Yes | 0.25 | No | ([DepOfGrease] + [DepOfSolids]) / ([DepOfGrease] + [DepOfSolids] + [DepOfWater]) | 0.25 | Yes | (([DepOfGrease] + [DepOfSolids]) / ([DepOfGrease] + [DepOfSolids] + [DepOfWater])) * 1.05
|  |  |  | CLOSED | 10356 | 6230 Innovation Blvd., Innovation Blvd., 6230, Fort Wayne 46818
|  |  |  | CLOSED | 1039 | 301 W. Jefferson Blvd. Ste. 130, Jefferson Blvd., W., 301, Ste. 130, Fort Wayne 46802
[7 empty] | EX160 | OUTDOOR | Located northwest of facility in landscaping - two access manholes | Unknown |  |  | 1000 | gal |  | in | Quarterly | No | Shared with Domino's and Freshii | 4 | Yes | 5 | Yes | 0.25 | No | ([DepOfGrease] + [DepOfSolids]) / ([DepOfGrease] + [DepOfSolids] + [DepOfWater]) | 0.25 | Yes | (([DepOfGrease] + [DepOfSolids]) / ([DepOfGrease] + [DepOfSolids] + [DepOfWater])) * 1.05
|  |  |  | CLOSED | 1111 | 4228 S. Calhoun St, Calhoun St., S., 4228, Fort Wayne 46807
[7 empty] | EX200 | ABOVE-FLOOR | Underneath 3 basin sink to the right |  | 2013-07-26 |  | 20 | gpm |  | in | Every 2 Weeks | No |  | 4 | Yes | 5 | Yes | 0.25 | No | ([DepOfGrease] + [DepOfSolids]) / ([DepOfGrease] + [DepOfSolids] + [DepOfWater]) | 0.25 | Yes | (([DepOfGrease] + [DepOfSolids]) / ([DepOfGrease] + [DepOfSolids] + [DepOfWater])) * 1.05
|  |  |  | CLOSED | 11205 | 1533 W. Dupont Rd., Dupont Rd., W., 1533, Fort Wayne 46825
[7 empty] | EX200 | ABOVE-FLOOR | Right of hand sink in back kitchen | Zurn | 2022-11-15 |  | 15 | gpm |  | in | Every 2 Weeks | Yes |  | 4 | Yes | 5 | Yes | 0.25 | No | ([DepOfGrease] + [DepOfSolids]) / ([DepOfGrease] + [DepOfSolids] + [DepOfWater]) | 0.25 | Yes | (([DepOfGrease] + [DepOfSolids]) / ([DepOfGrease] + [DepOfSolids] + [DepOfWater])) * 1.05
|  |  |  | CLOSED | 1125 | 7310 S. Anthony Blvd., Anthony Blvd., S., 7310, Fort Wayne 46816
[7 empty] | EX200 | ABOVE-FLOOR | Located right of the 3 compartment sink, above the floor. | Unknown |  |  | 10 | gpm |  | in | Every 2 Weeks | No |  | 4 | Yes | 5 | Yes | 0.25 | No | ([DepOfGrease] + [DepOfSolids]) / ([DepOfGrease] + [DepOfSolids] + [DepOfWater]) | 0.25 | Yes | (([DepOfGrease] + [DepOfSolids]) / ([DepOfGrease] + [DepOfSolids] + [DepOfWater])) * 1.05
|  |  |  | CLOSED | 1205 | 1501 E. Berry St, Suite 106, Fort Wayne 46803
[7 empty] | EX600 |  | No grease trap required. |  |  |  |  | gal |  | in |  | No | NO required to install a grease trap due to no food being served at the facility. | 4 | Yes | 5 | Yes | 0.25 | No | ([DepOfGrease] + [DepOfSolids]) / ([DepOfGrease] + [DepOfSolids] + [DepOfWater]) | 0.25 | Yes | (([DepOfGrease] + [DepOfSolids]) / ([DepOfGrease] + [DepOfSolids] + [DepOfWater])) * 1.05
|  |  |  | CLOSED | 1231 | 4130 W. Jefferson Blvd., Ste I-13, Jefferson Blvd., W., 4130, I-13, Fort Wayne 46804
[7 empty] | EX200 | IN-FLOOR | In floor beneath 3 basin sink | Unknown |  |  | 20 | gpm |  | in | Weekly | No |  | 4 | Yes | 5 | Yes | 0.25 | No | ([DepOfGrease] + [DepOfSolids]) / ([DepOfGrease] + [DepOfSolids] + [DepOfWater]) | 0.25 | Yes | (([DepOfGrease] + [DepOfSolids]) / ([DepOfGrease] + [DepOfSolids] + [DepOfWater])) * 1.05
|  |  |  | CLOSED | 1248 | 1415 Directors Row, Suite 2B, Fort Wayne 46808
[7 empty] | EX200 | ABOVE-FLOOR |  |  |  |  | 7 | gpm |  | in |  | No | Under three basin sink | 4 | Yes | 5 | Yes | 0.25 | No | ([DepOfGrease] + [DepOfSolids]) / ([DepOfGrease] + [DepOfSolids] + [DepOfWater]) | 0.25 | Yes | (([DepOfGrease] + [DepOfSolids]) / ([DepOfGrease] + [DepOfSolids] + [DepOfWater])) * 1.05
|  |  |  | CLOSED | 1272 | 4331 S. Anthony Blvd., Anthony Blvd., S., 4331, Fort Wayne 46806
[7 empty] | EX200 | ABOVE-FLOOR | Above floor to the right of the 3 basin sink |  |  |  | 7 | gpm |  | in |  | No |  | 4 | Yes | 5 | Yes | 0.25 | No | ([DepOfGrease] + [DepOfSolids]) / ([DepOfGrease] + [DepOfSolids] + [DepOfWater]) | 0.25 | Yes | (([DepOfGrease] + [DepOfSolids]) / ([DepOfGrease] + [DepOfSolids] + [DepOfWater])) * 1.05
|  |  |  | CLOSED | 128 | 1420 Broadway St., Broadway St., 1420, Fort Wayne 46802
|  |  |  | CLOSED | 1280 | 1615 W. Wallen Rd., Fort Wayne 46825
|  |  |  | CLOSED | 1282 | 7661 Bluffton Rd., Bluffton Rd., 7661, Fort Wayne 46809
|  |  |  | CLOSED | 1302 | 704 E. Dupont Rd.,, Dupont Rd., E., 704, Fort Wayne 46825
[7 empty] | EX100 | OUTDOOR | Located North of building just Northwest of Control manhole in driveway |  |  |  | 1000 | gal |  | in | Quarterly | No | Only 1 manhole | 4 | Yes | 5 | Yes | 0.25 | No | ([DepOfGrease] + [DepOfSolids]) / ([DepOfGrease] + [DepOfSolids] + [DepOfWater]) | 0.25 | Yes | (([DepOfGrease] + [DepOfSolids]) / ([DepOfGrease] + [DepOfSolids] + [DepOfWater])) * 1.05
|  |  |  | CLOSED | 1626 | 830 S. Harrison St., Harrison St., S., 830, Fort Wayne 46802
|  |  |  | CLOSED | 1665 | 4420 Ardmore Ave., Ardmore Ave., 4420, Fort Wayne 46809
|  |  |  | CLOSED | 1693 | 3010 W. Coliseum Blvd., Coliseum Blvd., W., 3010, Fort Wayne 46808
[7 empty] | EX100 | OUTDOOR | Located east of the building in the landscaping near the drive-thru menu, one access manhole |  |  |  | 1000 | gal |  | in |  | No |  | 4 | Yes | 5 | Yes | 0.25 | No | ([DepOfGrease] + [DepOfSolids]) / ([DepOfGrease] + [DepOfSolids] + [DepOfWater]) | 0.25 | Yes | (([DepOfGrease] + [DepOfSolids]) / ([DepOfGrease] + [DepOfSolids] + [DepOfWater])) * 1.05
|  |  |  | CLOSED | 17279 | 3430 Fairfield Ave, Fairfield Ave, 3430, Fort Wayne 46803
[7 empty] | EX600 |  | No grease trap required. |  |  |  |  | gal |  | in |  | No |  | 4 | Yes | 5 | Yes | 0.25 | No | ([DepOfGrease] + [DepOfSolids]) / ([DepOfGrease] + [DepOfSolids] + [DepOfWater]) | 0.25 | Yes | (([DepOfGrease] + [DepOfSolids]) / ([DepOfGrease] + [DepOfSolids] + [DepOfWater])) * 1.05
|  |  |  | CLOSED | 17301 | 7510 S Anthony Blvd, Fort Wayne 46816
[7 empty] | EX600 | [6 empty] | gal |  | in |  | No |  | 4 | Yes | 5 | Yes | 0.25 | No | ([DepOfGrease] + [DepOfSolids]) / ([DepOfGrease] + [DepOfSolids] + [DepOfWater]) | 0.25 | Yes | (([DepOfGrease] + [DepOfSolids]) / ([DepOfGrease] + [DepOfSolids] + [DepOfWater])) * 1.05
|  |  |  | CLOSED | 17306 | 4201 Coldwater Rd., Ste. H02B, Coldwater Rd., 4201, Ste. H02B, Fort Wayne 46805
[7 empty] | EX200 | ABOVE-FLOOR | Above the floor to the left of the 3 basin sink |  |  | 2014-07-17 | 4 | gpm |  | in | Weekly | Yes |  | 4 | Yes | 5 | Yes | 0.25 | No | ([DepOfGrease] + [DepOfSolids]) / ([DepOfGrease] + [DepOfSolids] + [DepOfWater]) | 0.25 | Yes | (([DepOfGrease] + [DepOfSolids]) / ([DepOfGrease] + [DepOfSolids] + [DepOfWater])) * 1.05
[7 empty] | EX201 | ABOVE-FLOOR | Above the floor to the left of the 3 basin sink |  | 2014-07-17 |  | 20 | gpm |  | in | Weekly | Yes |  | 4 | Yes | 5 | Yes | 0.25 | No | ([DepOfGrease] + [DepOfSolids]) / ([DepOfGrease] + [DepOfSolids] + [DepOfWater]) | 0.25 | Yes | (([DepOfGrease] + [DepOfSolids]) / ([DepOfGrease] + [DepOfSolids] + [DepOfWater])) * 1.05
|  |  |  | CLOSED | 17326 | 3811 Superior Dr., Fort Wayne 46808
[7 empty] | EX600 | [6 empty] | gal |  | in |  | No | Not required to have one bc of their process | 4 | Yes | 5 | Yes | 0.25 | No | ([DepOfGrease] + [DepOfSolids]) / ([DepOfGrease] + [DepOfSolids] + [DepOfWater]) | 0.25 | Yes | (([DepOfGrease] + [DepOfSolids]) / ([DepOfGrease] + [DepOfSolids] + [DepOfWater])) * 1.05
|  |  |  | CLOSED | 17335 | 7107 Smith Rd., Smith Rd., 71017, Fort Wayne 46809
|  |  |  | CLOSED | 17353 | 2870 East Dupont Rd., Dupont Rd., E., 2870, Fort Wayne 46825
|  |  |  | CLOSED | 17361 | 615 E. State Blvd., Fort Wayne 46805
[7 empty] | EX311 |  | In the aluminum sided garage |  |  |  | 500 | gal |  | in |  | No |  | 4 | Yes | 5 | Yes | 0.25 | No | ([DepOfGrease] + [DepOfSolids]) / ([DepOfGrease] + [DepOfSolids] + [DepOfWater]) | 0.25 | Yes | (([DepOfGrease] + [DepOfSolids]) / ([DepOfGrease] + [DepOfSolids] + [DepOfWater])) * 1.05
|  |  |  | CLOSED | 17375 | 1036 Huffman St., Fort Wayne 46808
[7 empty] | EX200 | ABOVE-FLOOR | under the three basin sink |  |  |  | 20 | gpm |  | in |  | No |  | 4 | Yes | 5 | Yes | 0.25 | No | ([DepOfGrease] + [DepOfSolids]) / ([DepOfGrease] + [DepOfSolids] + [DepOfWater]) | 0.25 | Yes | (([DepOfGrease] + [DepOfSolids]) / ([DepOfGrease] + [DepOfSolids] + [DepOfWater])) * 1.05
|  |  |  | CLOSED | 17379 | 4201 Coldwater Rd. Kiosk#6588, Coldwater Rd., 4201., Suite 6588, Fort Wayne 46805
[7 empty] | EX200 | ABOVE-FLOOR | under counter, white metal | Zurn | 2019-11-12 |  | 4 | gpm |  | in | Every 2 Weeks | Yes |  | 4 | Yes | 5 | Yes | 0.25 | No | ([DepOfGrease] + [DepOfSolids]) / ([DepOfGrease] + [DepOfSolids] + [DepOfWater]) | 0.25 | Yes | (([DepOfGrease] + [DepOfSolids]) / ([DepOfGrease] + [DepOfSolids] + [DepOfWater])) * 1.05
|  |  |  | CLOSED | 17400 | 2217 Lafayette St., Fort Wayne 46803
[7 empty] | EX200 | ABOVE-FLOOR | next to three basin sink |  |  |  | 4 | gpm |  | in |  | No | No need for a grease trap no preparing food | 4 | Yes | 5 | Yes | 0.25 | No | ([DepOfGrease] + [DepOfSolids]) / ([DepOfGrease] + [DepOfSolids] + [DepOfWater]) | 0.25 | Yes | (([DepOfGrease] + [DepOfSolids]) / ([DepOfGrease] + [DepOfSolids] + [DepOfWater])) * 1.05
|  |  |  | CLOSED | 17416 | 2031Broadway, Fort Wayne 46802
[7 empty] | EX200 | ABOVE-FLOOR | Left of 3 basin sink |  |  |  | 25 | gpm |  | in | Weekly | No |  | 4 | Yes | 5 | Yes | 0.25 | No | ([DepOfGrease] + [DepOfSolids]) / ([DepOfGrease] + [DepOfSolids] + [DepOfWater]) | 0.25 | Yes | (([DepOfGrease] + [DepOfSolids]) / ([DepOfGrease] + [DepOfSolids] + [DepOfWater])) * 1.05
|  |  |  | CLOSED | 17424 | 301 W. Jefferson Blvd. Ste. 145, Fort Wayne 46802
[7 empty] | EX160 | OUTDOOR | In landscaping north east of building - two access manholes. Shared with O'Reilly's & Dominos. |  |  |  | 1000 | gal |  | in | Quarterly | No |  | 4 | Yes | 5 | Yes | 0.25 | No | ([DepOfGrease] + [DepOfSolids]) / ([DepOfGrease] + [DepOfSolids] + [DepOfWater]) | 0.25 | Yes | (([DepOfGrease] + [DepOfSolids]) / ([DepOfGrease] + [DepOfSolids] + [DepOfWater])) * 1.05
|  |  |  | CLOSED | 17427 | 2706 S Anthony Blvd., Fort Wayne 46806
[7 empty] | EX200 | ABOVE-FLOOR | under the three basin sink |  |  |  | 20 | gpm |  | in |  | No |  | 4 | Yes | 5 | Yes | 0.25 | No | ([DepOfGrease] + [DepOfSolids]) / ([DepOfGrease] + [DepOfSolids] + [DepOfWater]) | 0.25 | Yes | (([DepOfGrease] + [DepOfSolids]) / ([DepOfGrease] + [DepOfSolids] + [DepOfWater])) * 1.05
|  |  |  | CLOSED | 17452 | 725 Union St., Fort Wayne 46802
[7 empty] | EX200 | ABOVE-FLOOR | under 3 basin sink | Scier Products |  |  | 20 | gpm |  | in | Weekly | No | Cleaned by trained staff. | 4 | Yes | 5 | Yes | 0.25 | No | ([DepOfGrease] + [DepOfSolids]) / ([DepOfGrease] + [DepOfSolids] + [DepOfWater]) | 0.25 | Yes | (([DepOfGrease] + [DepOfSolids]) / ([DepOfGrease] + [DepOfSolids] + [DepOfWater])) * 1.05
[7 empty] | EX201 | ABOVE-FLOOR | Left of the ice cream freezer under the counter. | Grainger |  |  | 10 | gpm |  | in | Weekly | No | Cleaned by staff | 4 | Yes | 5 | Yes | 0.25 | No | ([DepOfGrease] + [DepOfSolids]) / ([DepOfGrease] + [DepOfSolids] + [DepOfWater]) | 0.25 | Yes | (([DepOfGrease] + [DepOfSolids]) / ([DepOfGrease] + [DepOfSolids] + [DepOfWater])) * 1.05
|  |  |  | CLOSED | 17480 | 12677 Coldwater Rd., Coldwater Rd., 12677, Fort Wayne 46845
[7 empty] | EX100 | OUTDOOR | south side of the building in the drive-thru |  |  |  | 1000 | gal |  | in | Quarterly | No |  | 4 | Yes | 5 | Yes | 0.25 | No | ([DepOfGrease] + [DepOfSolids]) / ([DepOfGrease] + [DepOfSolids] + [DepOfWater]) | 0.25 | Yes | (([DepOfGrease] + [DepOfSolids]) / ([DepOfGrease] + [DepOfSolids] + [DepOfWater])) * 1.05
|  |  |  | CLOSED | 17485 | 10330 Old Leo Rd., Fort Wayne 46805
[7 empty] | EX100 | OUTDOOR | for the gas station in the back towards to west |  |  |  | 1000 | gal |  | in | Quarterly | No |  | 4 | Yes | 5 | Yes | 0.25 | No | ([DepOfGrease] + [DepOfSolids]) / ([DepOfGrease] + [DepOfSolids] + [DepOfWater]) | 0.25 | Yes | (([DepOfGrease] + [DepOfSolids]) / ([DepOfGrease] + [DepOfSolids] + [DepOfWater])) * 1.05
[7 empty] | EX101 | OUTDOOR | for the store on the corner of the strip it is in back towards the east |  |  |  | 1000 | gal |  | in | Quarterly | No |  | 4 | Yes | 5 | Yes | 0.25 | No | ([DepOfGrease] + [DepOfSolids]) / ([DepOfGrease] + [DepOfSolids] + [DepOfWater]) | 0.25 | Yes | (([DepOfGrease] + [DepOfSolids]) / ([DepOfGrease] + [DepOfSolids] + [DepOfWater])) * 1.05
|  |  |  | CLOSED | 17486 | 5733 IN-930, Fort Wayne 46803
[7 empty] | EX311 | [6 empty] | gal |  | in |  | No |  | 4 | Yes | 5 | Yes | 0.25 | No | ([DepOfGrease] + [DepOfSolids]) / ([DepOfGrease] + [DepOfSolids] + [DepOfWater]) | 0.25 | Yes | (([DepOfGrease] + [DepOfSolids]) / ([DepOfGrease] + [DepOfSolids] + [DepOfWater])) * 1.05
|  |  |  | CLOSED | 17505 | 200 E. Main St. Ste. 130, Fort Wayne 46802
|  |  |  | CLOSED | 17529 | 1932 S. Calhoun St., Calhoun St., S., 1932, Fort Wayne 46802
[7 empty] | EX200 | ABOVE-FLOOR | 20 gpm, above floor, grey plastic | Canplas | 2017-07-04 |  | 20 | gpm |  | in | Every 2 Weeks | No |  | 4 | Yes | 5 | Yes | 0.25 | No | ([DepOfGrease] + [DepOfSolids]) / ([DepOfGrease] + [DepOfSolids] + [DepOfWater]) | 0.25 | Yes | (([DepOfGrease] + [DepOfSolids]) / ([DepOfGrease] + [DepOfSolids] + [DepOfWater])) * 1.05
|  |  |  | CLOSED | 17551 | 301 W. Superior, Fort Wayne 46803
|  |  |  | CLOSED | 17553 | 228-C E. Collins Rd., Collins Rd., E., 228-C, Fort Wayne 46825
[7 empty] | EX200 | ABOVE-FLOOR | Schier Products, located right of the 3 basin sink, above the floor. | Schier Products | 2017-11-13 |  | 20 | gpm |  | in | Monthly | Yes |  | 4 | Yes | 5 | Yes | 0.25 | No | ([DepOfGrease] + [DepOfSolids]) / ([DepOfGrease] + [DepOfSolids] + [DepOfWater]) | 0.25 | Yes | (([DepOfGrease] + [DepOfSolids]) / ([DepOfGrease] + [DepOfSolids] + [DepOfWater])) * 1.05
|  |  |  | CLOSED | 17555 | 2025 Olladale Dr., Olladale Dr., 2025, Fort Wayne 46808
[7 empty] | EX200 | ABOVE-FLOOR | Located along the south wall of the kitchen, right of the dishwasher and pre-wash sink, above the floor, grey metal. | Atlantic Metalworks | 2017-10-18 |  | 15 | gpm |  | in | Every 2 Weeks | Yes |  | 4 | Yes | 5 | Yes | 0.25 | No | ([DepOfGrease] + [DepOfSolids]) / ([DepOfGrease] + [DepOfSolids] + [DepOfWater]) | 0.25 | Yes | (([DepOfGrease] + [DepOfSolids]) / ([DepOfGrease] + [DepOfSolids] + [DepOfWater])) * 1.05
|  |  |  | CLOSED | 17558 | 3032 S. Calhoun St., Calhoun St., S., 3032, Fort Wayne 46807
[7 empty] | EX200 | ABOVE-FLOOR | Located in the kitchen behind the grocery, right of the 3 compartment sink, above the floor. | Schier Products | 2017-09-26 |  | 20 | gpm |  | in | Every 2 Weeks | Yes |  | 4 | Yes | 5 | Yes | 0.25 | No | ([DepOfGrease] + [DepOfSolids]) / ([DepOfGrease] + [DepOfSolids] + [DepOfWater]) | 0.25 | Yes | (([DepOfGrease] + [DepOfSolids]) / ([DepOfGrease] + [DepOfSolids] + [DepOfWater])) * 1.05
[7 empty] | EX201 | ABOVE-FLOOR | Located in the kitchen behind the restaurant, above the floor, left of the 3 compartment sink. | Schier Products | 2017-09-26 |  | 20 | gpm |  | in | Every 2 Weeks | Yes |  | 4 | Yes | 5 | Yes | 0.25 | No | ([DepOfGrease] + [DepOfSolids]) / ([DepOfGrease] + [DepOfSolids] + [DepOfWater]) | 0.25 | Yes | (([DepOfGrease] + [DepOfSolids]) / ([DepOfGrease] + [DepOfSolids] + [DepOfWater])) * 1.05
|  |  |  | CLOSED | 17564 | 6931 Lincoln Parkway, Lincoln Parkway., 6931, Fort Wayne 46804
[7 empty] | EX200 | ABOVE-FLOOR | Located left of the 3 compartment sink, above the floor, in the clean-room kitchen area, black plastic, 15 gpm capacity. | Schier Products | 2017-10-04 |  | 15 | gpm |  | in | Monthly | Yes |  | 4 | Yes | 5 | Yes | 0.25 | No | ([DepOfGrease] + [DepOfSolids]) / ([DepOfGrease] + [DepOfSolids] + [DepOfWater]) | 0.25 | Yes | (([DepOfGrease] + [DepOfSolids]) / ([DepOfGrease] + [DepOfSolids] + [DepOfWater])) * 1.05
|  |  |  | CLOSED | 17572 | 315 Dalman Ave., Dalman Ave., 315, Fort Wayne 46806
[7 empty] | EX200 | ABOVE-FLOOR | Located right of the 3 compartment sink in the kitchen, above the floor, 10 gpm., grey metal. | Unknown | 2017-12-06 |  | 4 | gpm |  | in | Weekly | Yes |  | 4 | Yes | 5 | Yes | 0.25 | No | ([DepOfGrease] + [DepOfSolids]) / ([DepOfGrease] + [DepOfSolids] + [DepOfWater]) | 0.25 | Yes | (([DepOfGrease] + [DepOfSolids]) / ([DepOfGrease] + [DepOfSolids] + [DepOfWater])) * 1.05
|  |  |  | CLOSED | 17592 | 256 W. Main St., Main St., W., 256, Fort Wayne 46802
[7 empty] | EX200 | ABOVE-FLOOR | Right of 3-basin sink, above floor, black plastic. | Schier Products | 2018-03-28 |  | 20 | gpm |  | in | Every 2 Weeks | No |  | 4 | Yes | 5 | Yes | 0.25 | No | ([DepOfGrease] + [DepOfSolids]) / ([DepOfGrease] + [DepOfSolids] + [DepOfWater]) | 0.25 | Yes | (([DepOfGrease] + [DepOfSolids]) / ([DepOfGrease] + [DepOfSolids] + [DepOfWater])) * 1.05
|  |  |  | CLOSED | 17600 | 1645 Wells St., Wells St., 1645, Fort Wayne 46808
|  |  |  | CLOSED | 17664 | 407 W. Coliseum Blvd. Ste. A, Coliseum Blvd., W., 407A, Fort Wayne 46805
[7 empty] | EX100 | OUTDOOR | Located south of the building between the backdoor to 407A and the trash dumpster | Unknown | 2018-11-20 |  | 1000 | gal |  | in | Quarterly | Yes |  | 4 | Yes | 5 | Yes | 0.25 | No | ([DepOfGrease] + [DepOfSolids]) / ([DepOfGrease] + [DepOfSolids] + [DepOfWater]) | 0.25 | Yes | (([DepOfGrease] + [DepOfSolids]) / ([DepOfGrease] + [DepOfSolids] + [DepOfWater])) * 1.05
|  |  |  | CLOSED | 17667 | 2720 Maplecrest Rd., Maplecrest Rd., 2720, Fort Wayne 46815
[7 empty] | EX100 | OUTDOOR | Located at east of building near back door. Two access manholes |  | 2019-02-04 |  | 1500 | gal |  | in | Quarterly | Yes |  | 4 | Yes | 5 | Yes | 0.25 | No | ([DepOfGrease] + [DepOfSolids]) / ([DepOfGrease] + [DepOfSolids] + [DepOfWater]) | 0.25 | Yes | (([DepOfGrease] + [DepOfSolids]) / ([DepOfGrease] + [DepOfSolids] + [DepOfWater])) * 1.05
|  |  |  | CLOSED | 17670 | 9910 Airport Drive, Fort Wayne 46809
|  |  |  | CLOSED | 17675 | 3512 Rosewood Drive, Fort Wayne 46804
|  |  |  | CLOSED | 17682 | 1825 W. Main St., Main St., W., 1825, Fort Wayne 46808
[7 empty] | EX200 | IN-FLOOR | Located beneath the three compartment sink along the south wall of the dish washing room | Schier Products |  |  | 25 | gpm |  | in | Weekly | No |  | 4 | Yes | 5 | Yes | 0.25 | No | ([DepOfGrease] + [DepOfSolids]) / ([DepOfGrease] + [DepOfSolids] + [DepOfWater]) | 0.25 | Yes | (([DepOfGrease] + [DepOfSolids]) / ([DepOfGrease] + [DepOfSolids] + [DepOfWater])) * 1.05
[7 empty] | EX201 | ABOVE-FLOOR | Located beneath prewash sink along north wall of dish washing room | Schier Products |  |  | 20 | gpm |  | in |  | No |  | 4 | Yes | 5 | Yes | 0.25 | No | ([DepOfGrease] + [DepOfSolids]) / ([DepOfGrease] + [DepOfSolids] + [DepOfWater]) | 0.25 | Yes | (([DepOfGrease] + [DepOfSolids]) / ([DepOfGrease] + [DepOfSolids] + [DepOfWater])) * 1.05
|  |  |  | CLOSED | 17691 | 921 Ferguson Rd., Fort Wayne 46805
[7 empty] | EX400 |  | No grey water tank or grease trap, utilizes the grease trap at 2Toms - 3676 N. Wells St. |  |  |  |  | gal |  | in |  | No |  | 4 | Yes | 5 | Yes | 0.25 | No | ([DepOfGrease] + [DepOfSolids]) / ([DepOfGrease] + [DepOfSolids] + [DepOfWater]) | 0.25 | Yes | (([DepOfGrease] + [DepOfSolids]) / ([DepOfGrease] + [DepOfSolids] + [DepOfWater])) * 1.05
|  |  |  | CLOSED | 17748 | 4526 Parnell Ave., Parnell Ave., 4526, Fort Wayne 46825
[7 empty] | EX200 | ABOVE-FLOOR | above floor 20 gpm grease trap located under hand sink |  |  |  | 20 | gpm |  | in |  | No |  | 4 | Yes | 5 | Yes | 0.25 | No | ([DepOfGrease] + [DepOfSolids]) / ([DepOfGrease] + [DepOfSolids] + [DepOfWater]) | 0.25 | Yes | (([DepOfGrease] + [DepOfSolids]) / ([DepOfGrease] + [DepOfSolids] + [DepOfWater])) * 1.05
|  |  |  | CLOSED | 17759 | 4508 Parnell Ave., Parnell Ave., 4508, Fort Wayne 46825
[7 empty] | EX600 |  | no grease interceptor or grease trap |  |  |  |  | gal |  | in |  | No |  | 4 | Yes | 5 | Yes | 0.25 | No | ([DepOfGrease] + [DepOfSolids]) / ([DepOfGrease] + [DepOfSolids] + [DepOfWater]) | 0.25 | Yes | (([DepOfGrease] + [DepOfSolids]) / ([DepOfGrease] + [DepOfSolids] + [DepOfWater])) * 1.05
|  |  |  | CLOSED | 17761 | 4122-A10 Lima Rd., Lima Rd., 4122-A10, Fort Wayne 46805
[7 empty] | EX600 |  | No grease trap present |  |  |  |  | gal |  | in |  | No |  | 4 | Yes | 5 | Yes | 0.25 | No | ([DepOfGrease] + [DepOfSolids]) / ([DepOfGrease] + [DepOfSolids] + [DepOfWater]) | 0.25 | Yes | (([DepOfGrease] + [DepOfSolids]) / ([DepOfGrease] + [DepOfSolids] + [DepOfWater])) * 1.05
|  |  |  | CLOSED | 17791 | 110 W. Columbia St., Columbia St., W., 110, Fort Wayne 46802
[7 empty] | EX600 |  | no grease interceptor |  |  |  |  | gal |  | in |  | No |  | 4 | Yes | 5 | Yes | 0.25 | No | ([DepOfGrease] + [DepOfSolids]) / ([DepOfGrease] + [DepOfSolids] + [DepOfWater]) | 0.25 | Yes | (([DepOfGrease] + [DepOfSolids]) / ([DepOfGrease] + [DepOfSolids] + [DepOfWater])) * 1.05
|  |  |  | CLOSED | 17792 | 1507 Spy Run Ave. Ste. 102, Spy Run Ave., 1507., Ste. 102, Fort Wayne 46805
[7 empty] | EX200 | ABOVE-FLOOR | Located along the south kitchen wall, between the 3 compartment sink and hand sink. |  | 2020-02-27 |  | 20 | gpm |  | in |  | Yes |  | 4 | Yes | 5 | Yes | 0.25 | No | ([DepOfGrease] + [DepOfSolids]) / ([DepOfGrease] + [DepOfSolids] + [DepOfWater]) | 0.25 | Yes | (([DepOfGrease] + [DepOfSolids]) / ([DepOfGrease] + [DepOfSolids] + [DepOfWater])) * 1.05
|  |  |  | CLOSED | 17794 | 5723 St. Joe Rd., St. Joe Rd., 5723, Fort Wayne 46835
[7 empty] | EX200 | ABOVE-FLOOR | Located under the 1 compartment sink inside the cabinet, black plastic. | Ashland Trap Distribution | 2020-03-23 |  | 7 | gpm |  | in |  | Yes |  | 4 | Yes | 5 | Yes | 0.25 | No | ([DepOfGrease] + [DepOfSolids]) / ([DepOfGrease] + [DepOfSolids] + [DepOfWater]) | 0.25 | Yes | (([DepOfGrease] + [DepOfSolids]) / ([DepOfGrease] + [DepOfSolids] + [DepOfWater])) * 1.05
|  |  |  | CLOSED | 17805 | 1006 Broadway, Broadway., 1006, Fort Wayne 46802
[7 empty] | EX200 | ABOVE-FLOOR | Located in basement. GT in new condition. | Schier Products |  |  | 35 | gpm |  | in | Every 2 Weeks | No |  | 4 | Yes | 5 | Yes | 0.25 | No | ([DepOfGrease] + [DepOfSolids]) / ([DepOfGrease] + [DepOfSolids] + [DepOfWater]) | 0.25 | Yes | (([DepOfGrease] + [DepOfSolids]) / ([DepOfGrease] + [DepOfSolids] + [DepOfWater])) * 1.05
|  |  |  | CLOSED | 17871 | 111 W. Columbia St., Ste. 102, Columbia St., W., 111 Ste. 102, Fort Wayne 46802
[7 empty] | EX100 | OUTDOOR | Located behind the building. It's the set of manholes that are to the right when looking at the back of the building. | Unknown |  |  | 1000 | gal |  | in | Quarterly | No | Papi's Pizza replacing Alto Grado, J&S cleaning quarterly, confimed by email 9.27.23 | 4 | Yes | 5 | Yes | 0.25 | No | ([DepOfGrease] + [DepOfSolids]) / ([DepOfGrease] + [DepOfSolids] + [DepOfWater]) | 0.25 | Yes | (([DepOfGrease] + [DepOfSolids]) / ([DepOfGrease] + [DepOfSolids] + [DepOfWater])) * 1.05
|  |  |  | CLOSED | 17878 | 2026 Broadway, Broadway, 2026, Fort Wayne 46803
[7 empty] | EX200 | ABOVE-FLOOR | Located on the north wall of the establishment under the left side of the 3 compartment sink. | Unknown |  |  | 20 | gpm |  | in | Every 2 Weeks | No |  | 4 | Yes | 5 | Yes | 0.25 | No | ([DepOfGrease] + [DepOfSolids]) / ([DepOfGrease] + [DepOfSolids] + [DepOfWater]) | 0.25 | Yes | (([DepOfGrease] + [DepOfSolids]) / ([DepOfGrease] + [DepOfSolids] + [DepOfWater])) * 1.05
|  |  |  | CLOSED | 17884 | 7605 Coldwater Rd. Suite B., Fort Wayne 46825
[7 empty] | EX200 | ABOVE-FLOOR | Located to the right of the 3 compartment sink. | Canplas |  |  | 25 | gpm |  | in | Every 2 Weeks | No | The owner indicated he will likely clean the grease trap weekly. | 4 | Yes | 5 | Yes | 0.25 | No | ([DepOfGrease] + [DepOfSolids]) / ([DepOfGrease] + [DepOfSolids] + [DepOfWater]) | 0.25 | Yes | (([DepOfGrease] + [DepOfSolids]) / ([DepOfGrease] + [DepOfSolids] + [DepOfWater])) * 1.05
|  |  |  | CLOSED | 17885 | 614 E. Dupont Rd., Fort Wayne 46825
[7 empty] | EX200 | ABOVE-FLOOR | Located in the back dish room. Located under the right side of the 3 compartment sink. | BK Resources |  |  | 20 | gpm |  | in | Every 2 Weeks | No |  | 4 | Yes | 5 | Yes | 0.25 | No | ([DepOfGrease] + [DepOfSolids]) / ([DepOfGrease] + [DepOfSolids] + [DepOfWater]) | 0.25 | Yes | (([DepOfGrease] + [DepOfSolids]) / ([DepOfGrease] + [DepOfSolids] + [DepOfWater])) * 1.05
|  |  |  | CLOSED | 17904 | 4130 W. Jefferson Blvd. I-3, Fort Wayne 46804
[7 empty] | EX200 | IN-FLOOR | Left of 3 compartment sink. | Canplas |  |  | 20 | gpm |  | in | Every 2 Weeks | No |  | 4 | Yes | 5 | Yes | 0.25 | No | ([DepOfGrease] + [DepOfSolids]) / ([DepOfGrease] + [DepOfSolids] + [DepOfWater]) | 0.25 | Yes | (([DepOfGrease] + [DepOfSolids]) / ([DepOfGrease] + [DepOfSolids] + [DepOfWater])) * 1.05
[7 empty] | EX201 | ABOVE-FLOOR | Under Front counter. | Zurn Industries, LLC | 2021-04-15 |  | 4 | gpm |  | in | Every 2 Weeks | Yes |  | 4 | Yes | 5 | Yes | 0.25 | No | ([DepOfGrease] + [DepOfSolids]) / ([DepOfGrease] + [DepOfSolids] + [DepOfWater]) | 0.25 | Yes | (([DepOfGrease] + [DepOfSolids]) / ([DepOfGrease] + [DepOfSolids] + [DepOfWater])) * 1.05
|  |  |  | CLOSED | 17932 | 2901 Taylor St., Taylor St., 2901, Fort Wayne 46802
[7 empty] | EX311 |  | Inside Oil/Sand Separator |  |  |  | 50 | gpm |  | in |  | No | Located inside the garage | 4 | Yes | 5 | Yes | 0.25 | No | ([DepOfGrease] + [DepOfSolids]) / ([DepOfGrease] + [DepOfSolids] + [DepOfWater]) | 0.25 | Yes | (([DepOfGrease] + [DepOfSolids]) / ([DepOfGrease] + [DepOfSolids] + [DepOfWater])) * 1.05
|  |  |  | CLOSED | 17936 | 10144 Maysville Rd., Fort Wayne 46835
[7 empty] | EX200 | IN-FLOOR | Located in the floor left of the 3 compartment sink. | Schier Products | 2021-08-30 | 2021-08-30 | 15 | gpm |  | in | Every 2 Weeks | Yes |  | 4 | Yes | 5 | Yes | 0.25 | No | ([DepOfGrease] + [DepOfSolids]) / ([DepOfGrease] + [DepOfSolids] + [DepOfWater]) | 0.25 | Yes | (([DepOfGrease] + [DepOfSolids]) / ([DepOfGrease] + [DepOfSolids] + [DepOfWater])) * 1.05
|  |  |  | CLOSED | 17942 | 1747 St. Mary's Ave., Fort Wayne 46808
[7 empty] | EX200 | ABOVE-FLOOR | Right of 3 basin under sink. | Zurn Industries, LLC | 2021-10-22 |  | 20 | gpm |  | in | Monthly | Yes |  | 4 | Yes | 5 | Yes | 0.25 | No | ([DepOfGrease] + [DepOfSolids]) / ([DepOfGrease] + [DepOfSolids] + [DepOfWater]) | 0.25 | Yes | (([DepOfGrease] + [DepOfSolids]) / ([DepOfGrease] + [DepOfSolids] + [DepOfWater])) * 1.05
|  |  |  | CLOSED | 17948 | 2300 S. Clinton St., Fort Wayne 46803
[7 empty] | EX200 | ABOVE-FLOOR | Located in the closet behind the kitchen on the top floor. | Schier Products |  |  | 25 | gpm |  | in |  | Yes |  | 4 | Yes | 5 | Yes | 0.25 | No | ([DepOfGrease] + [DepOfSolids]) / ([DepOfGrease] + [DepOfSolids] + [DepOfWater]) | 0.25 | Yes | (([DepOfGrease] + [DepOfSolids]) / ([DepOfGrease] + [DepOfSolids] + [DepOfWater])) * 1.05
|  |  |  | CLOSED | 17964 | 400 Chamber Dr, Decatur 46733
|  |  |  | CLOSED | 18004 | 202 W. Berry St. Ste. 120, Fort Wayne 46802
[7 empty] | EX200 | ABOVE-FLOOR | In basement of grocery/coffee shop | Canplas | 2022-12-02 |  | 25 | gpm |  | in |  | No |  | 4 | Yes | 5 | Yes | 0.25 | No | ([DepOfGrease] + [DepOfSolids]) / ([DepOfGrease] + [DepOfSolids] + [DepOfWater]) | 0.25 | Yes | (([DepOfGrease] + [DepOfSolids]) / ([DepOfGrease] + [DepOfSolids] + [DepOfWater])) * 1.05
|  |  |  | CLOSED | 18016 | 6342 E. State Blvd., Fort Wayne 46815
[7 empty] | EX200 | ABOVE-FLOOR | In back, monthly cleaning by owners. Trap is new, no FOG or solids yet. Inlet + outlet tee, meets requirements. | BK Resources | 2022-04-15 |  | 20 | gpm |  | in |  | Yes |  | 4 | Yes | 5 | Yes | 0.25 | No | ([DepOfGrease] + [DepOfSolids]) / ([DepOfGrease] + [DepOfSolids] + [DepOfWater]) | 0.25 | Yes | (([DepOfGrease] + [DepOfSolids]) / ([DepOfGrease] + [DepOfSolids] + [DepOfWater])) * 1.05
|  |  |  | CLOSED | 18077 | 6813 Old Trail Rd. Ste 102, Fort Wayne 46809
[7 empty] | EX200 | OUTDOOR | Located left of the 3-Basin sink | Beamnova | 2022-11-30 |  | 13 | gpm |  | in |  | Yes |  | 4 | Yes | 5 | Yes | 0.25 | No | ([DepOfGrease] + [DepOfSolids]) / ([DepOfGrease] + [DepOfSolids] + [DepOfWater]) | 0.25 | Yes | (([DepOfGrease] + [DepOfSolids]) / ([DepOfGrease] + [DepOfSolids] + [DepOfWater])) * 1.05
|  |  |  | CLOSED | 18087 | 1938 S. Calhoun St., Fort Wayne 46802
[7 empty] | EX600 |  | no grease interceptor for this facility | [6 empty] | in |  | No |  | 4 | Yes | 5 | Yes | 0.25 | No | ([DepOfGrease] + [DepOfSolids]) / ([DepOfGrease] + [DepOfSolids] + [DepOfWater]) | 0.25 | Yes | (([DepOfGrease] + [DepOfSolids]) / ([DepOfGrease] + [DepOfSolids] + [DepOfWater])) * 1.05
|  |  |  | CLOSED | 18209 | 1929 E. Pontiac St., Fort Wayne 46803
|  |  |  | CLOSED | 18234 | 9134 Lima Rd., Lima Rd., 9134, Fort Wayne 46818
[7 empty] | EX311 | OUTDOOR | Oil Sand Separator - Located on the north side of the facility in front of the carwash doors |  |  |  | 750 | gal |  | in |  | No | Single Lid | 4 | Yes | 5 | Yes | 0.25 | No | ([DepOfGrease] + [DepOfSolids]) / ([DepOfGrease] + [DepOfSolids] + [DepOfWater]) | 0.25 | Yes | (([DepOfGrease] + [DepOfSolids]) / ([DepOfGrease] + [DepOfSolids] + [DepOfWater])) * 1.05
|  |  |  | CLOSED | 18250 | 4534 Parnell Ave., Fort Wayne 46825
[7 empty] | EX200 | ABOVE-FLOOR | Back Kitchen, Left of 3-basin sink | Zurn | 2024-10-31 |  | 25 | gpm |  | in | Every 2 Weeks | Yes |  | 4 | Yes | 5 | Yes | 0.25 | No | ([DepOfGrease] + [DepOfSolids]) / ([DepOfGrease] + [DepOfSolids] + [DepOfWater]) | 0.25 | Yes | (([DepOfGrease] + [DepOfSolids]) / ([DepOfGrease] + [DepOfSolids] + [DepOfWater])) * 1.05
|  |  |  | CLOSED | 18260 | 3775 Lancaster New Lexington Rd, Lancaster 43130
|  |  |  | CLOSED | 1933 | 1406 Griffin St., Griffin St., 1406, Fort Wayne 46803
|  |  |  | CLOSED | 2106 | 1814 S. Calhoun St., Calhoun St., S., 1814, Fort Wayne 46803
|  |  |  | CLOSED | 2191 | 3418 Wayne Trace, Wayne Trace, 3418, Fort Wayne 46806
|  |  |  | CLOSED | 2451 | 4305 S. Hanna St., Hanna St., S., 4305, Fort Wayne 46806
|  |  |  | CLOSED | 2585 | 425 E. Paulding Rd., Paulding Rd., E., 425, Fort Wayne 46816
|  |  |  | CLOSED | 2718 | 4302 Fairfield Ave., Fairfield Ave., 4302, Fort Wayne 46807
[7 empty] | EX200 | ABOVE-FLOOR | Located below the 3 compartment sink to the left. | Unknown |  |  | 10 | gpm |  | in | Every 2 Weeks | No |  | 4 | Yes | 5 | Yes | 0.25 | No | ([DepOfGrease] + [DepOfSolids]) / ([DepOfGrease] + [DepOfSolids] + [DepOfWater]) | 0.25 | Yes | (([DepOfGrease] + [DepOfSolids]) / ([DepOfGrease] + [DepOfSolids] + [DepOfWater])) * 1.05
|  |  |  | CLOSED | 2803 | 2302 S. Calhoun St., Calhoun St., S., 2302, Fort Wayne 46807
[7 empty] | EX200 | ABOVE-FLOOR | next to three basin sink | Zurn Industries, LLC |  |  | 20 | gpm |  | in | Every 2 Weeks | No |  | 4 | Yes | 5 | Yes | 0.25 | No | ([DepOfGrease] + [DepOfSolids]) / ([DepOfGrease] + [DepOfSolids] + [DepOfWater]) | 0.25 | Yes | (([DepOfGrease] + [DepOfSolids]) / ([DepOfGrease] + [DepOfSolids] + [DepOfWater])) * 1.05
|  |  |  | CLOSED | 2831 | 112 E. Masterson Ave., Masterson Ave., E., 112, Fort Wayne 46803
|  |  |  | CLOSED | 2928 | 2502 Broadway St., Broadway St., 2502, Fort Wayne 46807
|  |  |  | CLOSED | 2932 | 2426 Broadway St., Broadway St., 2426, Fort Wayne 46807
|  |  |  | CLOSED | 3223 | 4420 Bluffton Rd., Bluffton Rd., 4420, Fort Wayne 46809
|  |  |  | CLOSED | 3579 | 230 E. Wayne St., Wayne St., E., 230, Fort Wayne 46802
|  |  |  | CLOSED | 3606 | 3010 Trier Rd., Trier Rd., 3010, Fort Wayne 46815
[7 empty] | EX200 | ABOVE-FLOOR | under pre-wash sink in dish area | canp195 |  |  | 25 | gpm |  | in | Every 2 Weeks | No | only grease trap on site | 4 | Yes | 5 | Yes | 0.25 | No | ([DepOfGrease] + [DepOfSolids]) / ([DepOfGrease] + [DepOfSolids] + [DepOfWater]) | 0.25 | Yes | (([DepOfGrease] + [DepOfSolids]) / ([DepOfGrease] + [DepOfSolids] + [DepOfWater])) * 1.05
|  |  |  | CLOSED | 4053 | 738 Huffman St., Huffman St., 738, Fort Wayne 46808
|  |  |  | CLOSED | 4256 | 680 E. Coliseum Blvd., Coliseum Blvd., E., 680, Fort Wayne 46805
[7 empty] | EX600 |  | None |  |  |  |  | gal |  | in |  | No | Sent letter requiring them t install a grease trap. | 4 | Yes | 5 | Yes | 0.25 | No | ([DepOfGrease] + [DepOfSolids]) / ([DepOfGrease] + [DepOfSolids] + [DepOfWater]) | 0.25 | Yes | (([DepOfGrease] + [DepOfSolids]) / ([DepOfGrease] + [DepOfSolids] + [DepOfWater])) * 1.05
|  |  |  | CLOSED | 4282 | 5911 N. Clinton St., Clinton St., N., 5911, Fort Wayne 46825
[7 empty] | EX200 | ABOVE-FLOOR | Located left of the 3 compartment sink, under the hand sink | Zurn | 2023-03-30 |  | 20 | gpm |  | in |  | Yes |  | 4 | Yes | 5 | Yes | 0.25 | No | ([DepOfGrease] + [DepOfSolids]) / ([DepOfGrease] + [DepOfSolids] + [DepOfWater]) | 0.25 | Yes | (([DepOfGrease] + [DepOfSolids]) / ([DepOfGrease] + [DepOfSolids] + [DepOfWater])) * 1.05
|  |  |  | CLOSED | 443 | 7530 S. Anthony Blvd., Anthony Blvd., S., 7530, Fort Wayne 46816
|  |  |  | CLOSED | 4494 | 3214 E. State Blvd., State Blvd., E., 3214, Fort Wayne 46805
|  |  |  | CLOSED | 4635 | 1535 N. Coliseum Blvd., Coliseum Blvd., N., 1535, Fort Wayne 46805
[7 empty] | EX200 | IN-FLOOR | Located in floor at south end of kitchen under 2-basin sink. | Unknown |  |  | 20 | gpm |  | in |  | No |  | 4 | Yes | 5 | Yes | 0.25 | No | ([DepOfGrease] + [DepOfSolids]) / ([DepOfGrease] + [DepOfSolids] + [DepOfWater]) | 0.25 | Yes | (([DepOfGrease] + [DepOfSolids]) / ([DepOfGrease] + [DepOfSolids] + [DepOfWater])) * 1.05
|  |  |  | CLOSED | 5307 | 2650 S. Coliseum Blvd., Coliseum Blvd., S., 2650, Fort Wayne 46803
[7 empty] | EX200 | ABOVE-FLOOR | In the basement, above floor, cast iron |  |  |  | 20 | gpm |  | in | Every 2 Weeks | No |  | 4 | Yes | 5 | Yes | 0.25 | No | ([DepOfGrease] + [DepOfSolids]) / ([DepOfGrease] + [DepOfSolids] + [DepOfWater]) | 0.25 | Yes | (([DepOfGrease] + [DepOfSolids]) / ([DepOfGrease] + [DepOfSolids] + [DepOfWater])) * 1.05
|  |  |  | CLOSED | 568 | 10350 Coldwater Rd., Coldwater Rd., 10350, Fort Wayne 46825
[7 empty] | EX200 | ABOVE-FLOOR | Above floor beneath the 3 basin sink, grey plastic, 1/2 submerged in floor. | Endura Grease Interceptor |  |  | 20 | gpm |  | in | Weekly | No |  | 4 | Yes | 5 | Yes | 0.25 | No | ([DepOfGrease] + [DepOfSolids]) / ([DepOfGrease] + [DepOfSolids] + [DepOfWater]) | 0.25 | Yes | (([DepOfGrease] + [DepOfSolids]) / ([DepOfGrease] + [DepOfSolids] + [DepOfWater])) * 1.05
|  |  |  | CLOSED | 6212 | 3519 Broadway, Broadway., 3519, Fort Wayne 46807
[7 empty] | EX100 | OUTDOOR | Located SE of building in drive thru, two access manholes | Unknown | 2019-02-06 |  | 1000 | gal |  | in | Quarterly | No | Replaced old grease interceptor | 4 | Yes | 5 | Yes | 0.25 | No | ([DepOfGrease] + [DepOfSolids]) / ([DepOfGrease] + [DepOfSolids] + [DepOfWater]) | 0.25 | Yes | (([DepOfGrease] + [DepOfSolids]) / ([DepOfGrease] + [DepOfSolids] + [DepOfWater])) * 1.05
[7 empty] | EX500 | OUTDOOR | Located southeast of the building between the building and the drive thru lane. One access manhole. | Unknown |  | 2019-02-06 |  | gal |  | in |  | No | REMOVED. No center baffle or outlet down leg. | 4 | Yes | 5 | Yes | 0.25 | No | ([DepOfGrease] + [DepOfSolids]) / ([DepOfGrease] + [DepOfSolids] + [DepOfWater]) | 0.25 | Yes | (([DepOfGrease] + [DepOfSolids]) / ([DepOfGrease] + [DepOfSolids] + [DepOfWater])) * 1.05
|  |  |  | CLOSED | 6607 | 305 E. Washington Ctr. Rd., Washington Ctr. Rd., E., 305, Fort Wayne 46825
[7 empty] | EX100 | OUTDOOR | Located west of building, two access manholes. |  |  |  | 1000 | gal |  | in |  | No |  | 4 | Yes | 5 | Yes | 0.25 | No | ([DepOfGrease] + [DepOfSolids]) / ([DepOfGrease] + [DepOfSolids] + [DepOfWater]) | 0.25 | Yes | (([DepOfGrease] + [DepOfSolids]) / ([DepOfGrease] + [DepOfSolids] + [DepOfWater])) * 1.05
|  |  |  | CLOSED | 6939 | 110 W. Berry St., Suite 2500, Berry St., W., 110, Suite 2500, Fort Wayne 46802
[7 empty] | EX200 | ABOVE-FLOOR | above floor to the left of the 3 basin sink. |  |  |  | 20 | gpm |  | in |  | No |  | 4 | Yes | 5 | Yes | 0.25 | No | ([DepOfGrease] + [DepOfSolids]) / ([DepOfGrease] + [DepOfSolids] + [DepOfWater]) | 0.25 | Yes | (([DepOfGrease] + [DepOfSolids]) / ([DepOfGrease] + [DepOfSolids] + [DepOfWater])) * 1.05
|  |  |  | CLOSED | 7276 | 4515 Maplecrest Rd., Maplecrest Rd., 4515, Fort Wayne 46835
[7 empty] | EX100 | OUTDOOR | Located in paved area on west side of building in the blacktop. Two access manholes. | Unknown |  |  | 1000 | gal |  | in | Quarterly | No | no center baffle | 4 | No | 5 | No | 0.25 | No | ([DepOfGrease] + [DepOfSolids]) / ([DepOfGrease] + [DepOfSolids] + [DepOfWater]) | 0.25 | No | (([DepOfGrease] + [DepOfSolids]) / ([DepOfGrease] + [DepOfSolids] + [DepOfWater])) * 1.05
|  |  |  | CLOSED | 746 | 5978 Stellhorn Rd., Stellhorn Rd., 5978, Fort Wayne 46815
[7 empty] | EX200 | ABOVE-FLOOR | Located along the west kitchen wall. | Canplas |  |  | 15 | gpm |  | in |  | No |  | 4 | Yes | 5 | Yes | 0.25 | No | ([DepOfGrease] + [DepOfSolids]) / ([DepOfGrease] + [DepOfSolids] + [DepOfWater]) | 0.25 | Yes | (([DepOfGrease] + [DepOfSolids]) / ([DepOfGrease] + [DepOfSolids] + [DepOfWater])) * 1.05
|  |  |  | CLOSED | 7744 | 3204 E. Paulding Rd., Paulding Rd., E., 3204, Fort Wayne 46816
[7 empty] | EX100 | OUTDOOR | In ground east of building across from back door |  |  |  | 300 | gal |  | in | Quarterly | No |  | 4 | Yes | 5 | Yes | 0.25 | No | ([DepOfGrease] + [DepOfSolids]) / ([DepOfGrease] + [DepOfSolids] + [DepOfWater]) | 0.25 | Yes | (([DepOfGrease] + [DepOfSolids]) / ([DepOfGrease] + [DepOfSolids] + [DepOfWater])) * 1.05
|  |  |  | CLOSED | 9007 | 108 E. Three Rivers, Three Rivers, E., 108, Fort Wayne 46802
[7 empty] | EX200 | ABOVE-FLOOR | right of the 3-basin sink | Zurn | 2023-10-10 |  | 20 | gpm |  | in |  | No |  | 4 | Yes | 5 | Yes | 0.25 | No | ([DepOfGrease] + [DepOfSolids]) / ([DepOfGrease] + [DepOfSolids] + [DepOfWater]) | 0.25 | Yes | (([DepOfGrease] + [DepOfSolids]) / ([DepOfGrease] + [DepOfSolids] + [DepOfWater])) * 1.05
|  |  |  | CLOSED | 9010 | 110 W. Berry St., Suite 700, Berry St., W., 110, Suite 700, Fort Wayne 46802
[7 empty] | EX200 | ABOVE-FLOOR | Above floor, right of the 3 basin sink, white fiberglass, 20gpm | San-i-Tech |  |  | 20 | gpm |  | in | Every 2 Weeks | No |  | 4 | Yes | 5 | Yes | 0.25 | No | ([DepOfGrease] + [DepOfSolids]) / ([DepOfGrease] + [DepOfSolids] + [DepOfWater]) | 0.25 | Yes | (([DepOfGrease] + [DepOfSolids]) / ([DepOfGrease] + [DepOfSolids] + [DepOfWater])) * 1.05
|  |  |  | CLOSED | 9031 | 209 Mulberry St., Mulberry St., 209, Monroeville 46773
|  |  |  | CLOSED | 9051 | 301 E. Superior St., Superior St., E., 301, Fort Wayne 46802
[7 empty] | EX100 | OUTDOOR |  |  |  |  | 1000 | gal |  | in |  | No |  | 4 | Yes | 5 | Yes | 0.25 | No | ([DepOfGrease] + [DepOfSolids]) / ([DepOfGrease] + [DepOfSolids] + [DepOfWater]) | 0.25 | Yes | (([DepOfGrease] + [DepOfSolids]) / ([DepOfGrease] + [DepOfSolids] + [DepOfWater])) * 1.05
|  |  |  | CLOSED | 9053 | 305 E. Washington Ctr. Rd., Washington Ctr. Rd., E., 305, Fort Wayne 46825
|  |  |  | CLOSED | 9062 | 324 Stable Dr., Stable Dr., 324, Fort Wayne 46825
|  |  |  | CLOSED | 9066 | 350 E. Collins Rd., Collins Rd., E., 350, Fort Wayne 46825
|  |  |  | CLOSED | 9087 | 431 Fairmount Place, Fairmount Place, 431, Fort Wayne 46808
[7 empty] | EX100 | OUTDOOR | S. side of building near playground. |  |  |  | 1000 | gal |  | in | Quarterly | No |  | 4 | Yes | 5 | Yes | 0.25 | No | ([DepOfGrease] + [DepOfSolids]) / ([DepOfGrease] + [DepOfSolids] + [DepOfWater]) | 0.25 | Yes | (([DepOfGrease] + [DepOfSolids]) / ([DepOfGrease] + [DepOfSolids] + [DepOfWater])) * 1.05
|  |  |  | CLOSED | 9090 | 434 W. Wayne St., Wayne St., W., 434, Fort Wayne 46802
[7 empty] | EX200 | ABOVE-FLOOR | Located in the basement along the east wall, black plastic, 20 gpm, above floor. | Schier Products | 2019-01-10 |  | 20 | gpm |  | in | Every 2 Weeks | Yes |  | 4 | Yes | 5 | Yes | 0.25 | No | ([DepOfGrease] + [DepOfSolids]) / ([DepOfGrease] + [DepOfSolids] + [DepOfWater]) | 0.25 | Yes | (([DepOfGrease] + [DepOfSolids]) / ([DepOfGrease] + [DepOfSolids] + [DepOfWater])) * 1.05
|  |  |  | CLOSED | 9118 | 533 W. Washington Blvd., Washington Blvd., W., 533, Fort Wayne 46802
[7 empty] | EX200 | ABOVE-FLOOR | Located in the basement on a platform. | Canplas |  |  | 15 | gpm |  | in | Monthly | No |  | 4 | Yes | 5 | Yes | 0.25 | No | ([DepOfGrease] + [DepOfSolids]) / ([DepOfGrease] + [DepOfSolids] + [DepOfWater]) | 0.25 | Yes | (([DepOfGrease] + [DepOfSolids]) / ([DepOfGrease] + [DepOfSolids] + [DepOfWater])) * 1.05
|  |  |  | CLOSED | 9131 | 614 E. Lewis St., Lewis St., E., 614, Fort Wayne 46802
[7 empty] | EX100 | OUTDOOR | Located behind building at southwest corner | Unknown |  |  | 1000 | gal |  | in |  | No |  | 4 | Yes | 5 | Yes | 0.25 | No | ([DepOfGrease] + [DepOfSolids]) / ([DepOfGrease] + [DepOfSolids] + [DepOfWater]) | 0.25 | Yes | (([DepOfGrease] + [DepOfSolids]) / ([DepOfGrease] + [DepOfSolids] + [DepOfWater])) * 1.05
|  |  |  | CLOSED | 9135 | 626 McKinnie Ave., McKinnie Ave., 626, Fort Wayne 46806
[7 empty] | EX200 | ABOVE-FLOOR | Located in the basement |  | 2013-10-01 |  | 25 | gpm |  | in |  | Yes | New installed | 4 | Yes | 5 | Yes | 0.25 | No | ([DepOfGrease] + [DepOfSolids]) / ([DepOfGrease] + [DepOfSolids] + [DepOfWater]) | 0.25 | Yes | (([DepOfGrease] + [DepOfSolids]) / ([DepOfGrease] + [DepOfSolids] + [DepOfWater])) * 1.05
|  |  |  | CLOSED | 9137 | 700 Broadway St., Broadway St., 700, Fort Wayne 46802
|  |  |  | CLOSED | 9151 | 725 W. Washington Blvd., Washington Blvd., W., 725, Fort Wayne 46802
|  |  |  | CLOSED | 9158 | 805 W. Wayne St., Wayne St., W., 805, Fort Wayne 46802
|  |  |  | CLOSED | 9168 | 900 Library Plaza, Library Plaza, 900, Fort Wayne 46802
[7 empty] | EX150 |  | Located under the serving counter, white plastic, solids Interceptor. | Unknown |  |  | 1 | gpm |  | in | Twice Weekly | No | Plumbed to the dump/coffee drain in the serving counter. | 4 | Yes | 5 | Yes | 0.25 | No | ([DepOfGrease] + [DepOfSolids]) / ([DepOfGrease] + [DepOfSolids] + [DepOfWater]) | 0.25 | Yes | (([DepOfGrease] + [DepOfSolids]) / ([DepOfGrease] + [DepOfSolids] + [DepOfWater])) * 1.05
[7 empty] | EX200 | ABOVE-FLOOR | Located in the basement left of the 3 compartment sink, low profile, above the floor, grey plastic, 25 gpm, Canplas. | Canplas |  |  | 25 | gpm |  | in | Weekly | Yes | 3 compartment sink in the basement is the only fixture plumbed to this grease trap. | 4 | Yes | 5 | Yes | 0.25 | No | ([DepOfGrease] + [DepOfSolids]) / ([DepOfGrease] + [DepOfSolids] + [DepOfWater]) | 0.25 | Yes | (([DepOfGrease] + [DepOfSolids]) / ([DepOfGrease] + [DepOfSolids] + [DepOfWater])) * 1.05
|  |  |  | CLOSED | 9257 | 1236 Hugh St., Hugh St., 1236, Fort Wayne 46803
|  |  |  | CLOSED | 9263 | 110 E. Wayne St., Ste. 13, Wayne St., E., 110, Ste. 13, Fort Wayne 46802
[7 empty] | EX200 | IN-FLOOR | Located in the floor in front of the 3 compartment sink, white metal, 50 gpm capacity. | Unknown |  |  | 50 | gpm |  | in | Every 2 Weeks | No | This is an old grease trap and the baffle has been re-constructed. | 4 | Yes | 5 | Yes | 0.25 | No | ([DepOfGrease] + [DepOfSolids]) / ([DepOfGrease] + [DepOfSolids] + [DepOfWater]) | 0.25 | Yes | (([DepOfGrease] + [DepOfSolids]) / ([DepOfGrease] + [DepOfSolids] + [DepOfWater])) * 1.05
[7 empty] | EX201 | ABOVE-FLOOR | Located under the prewash sink, above the floor, white metal, 20 gpm. | Zurn | 2018-02-22 |  | 20 | gpm |  | in | Every 2 Weeks | Yes | Just the prewash is plumbed to this grease trap. | 4 | Yes | 5 | Yes | 0.25 | No | ([DepOfGrease] + [DepOfSolids]) / ([DepOfGrease] + [DepOfSolids] + [DepOfWater]) | 0.25 | Yes | (([DepOfGrease] + [DepOfSolids]) / ([DepOfGrease] + [DepOfSolids] + [DepOfWater])) * 1.05
|  |  |  | CLOSED | 9277 | 1329 W. State Blvd., State Blvd., W., 1329, Fort Wayne 46808
[7 empty] | EX200 | ABOVE-FLOOR | Under the three basin sink |  |  |  | 20 | gpm |  | in |  | No |  | 4 | Yes | 5 | Yes | 0.25 | No | ([DepOfGrease] + [DepOfSolids]) / ([DepOfGrease] + [DepOfSolids] + [DepOfWater]) | 0.25 | Yes | (([DepOfGrease] + [DepOfSolids]) / ([DepOfGrease] + [DepOfSolids] + [DepOfWater])) * 1.05
[7 empty] | EX201 | ABOVE-FLOOR | under the prewash sink |  |  |  | 5 | gpm |  | in |  | No |  | 4 | Yes | 5 | Yes | 0.25 | No | ([DepOfGrease] + [DepOfSolids]) / ([DepOfGrease] + [DepOfSolids] + [DepOfWater]) | 0.25 | Yes | (([DepOfGrease] + [DepOfSolids]) / ([DepOfGrease] + [DepOfSolids] + [DepOfWater])) * 1.05
|  |  |  | CLOSED | 9290 | 1415 E. State Blvd., State Blvd., E., 1415, Fort Wayne 46805
[7 empty] | EX200 | ABOVE-FLOOR | under 3 basin sink on the north wall of the kitchen. | Watte Drainage |  |  | 10 | gpm |  | in | Weekly | No |  | 4 | Yes | 5 | Yes | 0.25 | No | ([DepOfGrease] + [DepOfSolids]) / ([DepOfGrease] + [DepOfSolids] + [DepOfWater]) | 0.25 | Yes | (([DepOfGrease] + [DepOfSolids]) / ([DepOfGrease] + [DepOfSolids] + [DepOfWater])) * 1.05
|  |  |  | CLOSED | 9295 | 1425 N. Wells St., Wells St., N., 1425, Fort Wayne 46808
|  |  |  | CLOSED | 9300 | 1490 Griffin St., Griffin St., 1490, Fort Wayne 46803
|  |  |  | CLOSED | 9322 | 1575 Goshen Ave., Ste. A, Goshen Ave., 1575, Ste. A, Fort Wayne 46808
[7 empty] | EX200 | ABOVE-FLOOR | Located right of 3 basin sink, | PDI |  |  | 20 | gpm |  | in | Every 2 months | No | 1/2" of grey fluffy grease built up. Did not need cleaning at the time. Did have heavy grease build up on inlet and outlet. Maintenance manager cleans the trap. | 4 | Yes | 5 | Yes | 0.25 | No | ([DepOfGrease] + [DepOfSolids]) / ([DepOfGrease] + [DepOfSolids] + [DepOfWater]) | 0.25 | Yes | (([DepOfGrease] + [DepOfSolids]) / ([DepOfGrease] + [DepOfSolids] + [DepOfWater])) * 1.05
|  |  |  | CLOSED | 9328 | 1602 N. Wells St., Wells St., N., 1602, Fort Wayne 46808
|  |  |  | CLOSED | 9335 | 1630 Oxford St., Oxford St., 1630, Fort Wayne 46806
|  |  |  | CLOSED | 9338 | 1642 N. Wells St., Wells St., N., 1642, Fort Wayne 46808
|  |  |  | CLOSED | 9343 | 1700 Willow Ridge Trail, Willow Ridge Trail, 1700, Fort Wayne 46845
|  |  |  | CLOSED | 9347 | 1710 Bluffton Rd., Bluffton Rd., 1710, Fort Wayne 46809
|  |  |  | CLOSED | 9361 | 1800 Laverne Ave., Laverne Ave., 1800, Fort Wayne 46805
|  |  |  | CLOSED | 9363 | 1802 High St., High St., 1802, Fort Wayne 46808
|  |  |  | CLOSED | 9374 | 1818 Carew St., Carew St., 1818, Fort Wayne 46805
|  |  |  | CLOSED | 9375 | 1820 W. Dupont Rd. Ste.D, Dupont Rd., W., 1820, Fort Wayne 46818
|  |  |  | CLOSED | 9385 | 1906 Bluffton Rd., Bluffton Rd., 1906, Fort Wayne 46809
|  |  |  | CLOSED | 9390 | 1940 S. Harrison St., Harrison St., S., 1940, Fort Wayne 46802
|  |  |  | CLOSED | 9391 | 1940 S. Calhoun St., Calhoun St., S., 1940, Fort Wayne 46803
|  |  |  | CLOSED | 9401 | 2020 S. Hanna St., Hanna St., S., 2020, Fort Wayne 46803
|  |  |  | CLOSED | 9411 | 2101 E. Coliseum Blvd., Coliseum Blvd., E., 2101, Fort Wayne 46835
|  |  |  | CLOSED | 9451 | 2313 -2319 Spy Run Ave., Spy Run Ave., 2319, Fort Wayne 46805
[7 empty] | EX600 |  | No grease trap on site. |  |  |  |  | gal |  | in |  | No |  | 4 | Yes | 5 | Yes | 0.25 | No | ([DepOfGrease] + [DepOfSolids]) / ([DepOfGrease] + [DepOfSolids] + [DepOfWater]) | 0.25 | Yes | (([DepOfGrease] + [DepOfSolids]) / ([DepOfGrease] + [DepOfSolids] + [DepOfWater])) * 1.05
|  |  |  | CLOSED | 9456 | 2323 Pleasant Ctr. Rd., Pleasant Ctr. Rd., 2323, Fort Wayne 46818
|  |  |  | CLOSED | 9459 | 2329 Winter St., Winter St., 2329, Fort Wayne 46803
|  |  |  | CLOSED | 9461 | 2400 W. Jefferson Blvd., Jefferson Blvd., W., 2400, Fort Wayne 46802
|  |  |  | CLOSED | 9462 | 2401 Covington Rd., Covington Rd., 2401, Fort Wayne 46802
|  |  |  | CLOSED | 9483 | 2522 Goshen Rd., Goshen Rd., 2522, Fort Wayne 46808
|  |  |  | CLOSED | 9489 | 2602 W. State Blvd., State Blvd., W., 2602, Fort Wayne 46808
|  |  |  | CLOSED | 9503 | 2635 Goshen Rd., Goshen Rd., 2635, Fort Wayne 46808
|  |  |  | CLOSED | 9514 | 2720 Culbertson St., Culbertson St., 2720, Fort Wayne 46802
|  |  |  | CLOSED | 9524 | 2810 Dupont Commerce Ct., Dupont Commerce Ct., 2810, Fort Wayne 46825
|  |  |  | CLOSED | 9530 | 2843 E. State Blvd., State Blvd., E., 2843, Fort Wayne 46805
|  |  |  | CLOSED | 9537 | 2892 E. Dupont Rd., Dupont Rd., E., 2892, Fort Wayne 46825
[7 empty] | EX200 | ABOVE-FLOOR | Located in the northwest corner of the kitchen, grey metal. | Zurn | 2020-03-23 |  | 7 | gpm |  | in | Every 2 Weeks | Yes |  | 4 | Yes | 5 | Yes | 0.25 | No | ([DepOfGrease] + [DepOfSolids]) / ([DepOfGrease] + [DepOfSolids] + [DepOfWater]) | 0.25 | Yes | (([DepOfGrease] + [DepOfSolids]) / ([DepOfGrease] + [DepOfSolids] + [DepOfWater])) * 1.05
[7 empty] | EX201 | ABOVE-FLOOR | Located left of the 4 compartment sink behind the bar. | Zurn | 2020-03-23 |  | 35 | gpm |  | in | Every 2 Weeks | Yes |  | 4 | Yes | 5 | Yes | 0.25 | No | ([DepOfGrease] + [DepOfSolids]) / ([DepOfGrease] + [DepOfSolids] + [DepOfWater]) | 0.25 | Yes | (([DepOfGrease] + [DepOfSolids]) / ([DepOfGrease] + [DepOfSolids] + [DepOfWater])) * 1.05
|  |  |  | CLOSED | 9565 | 3031W. Washington Ctr. Rd. Ste. B, Washington Ctr. Rd., W., 3031, Fort Wayne 46818
|  |  |  | CLOSED | 9575 | 3109 N. Anthony Blvd., Anthony Blvd., N., 3109, Fort Wayne 46805
|  |  |  | CLOSED | 9577 | 3113 N. Clinton St., Clinton St., N., 3113, Fort Wayne 46805
|  |  |  | CLOSED | 9607 | 3219 E. State Blvd., State Blvd., E., 3219, Fort Wayne 46805
|  |  |  | CLOSED | 9612 | 3227 Carroll Rd., Carroll Rd., 3227, Fort Wayne 46818
|  |  |  | CLOSED | 9615 | 3230 S. Calhoun St., Calhoun St., S., 3230, Fort Wayne 46807
|  |  |  | CLOSED | 9629 | 3330 W. Coliseum Blvd., Coliseum Blvd., W., 3330, Fort Wayne 46808
|  |  |  | CLOSED | 9635 | 3401 W. Coliseum Blvd., Coliseum Blvd., W., 3401, Fort Wayne 46808
|  |  |  | CLOSED | 9636 | 3402 N. Anthony Blvd., Anthony Blvd., N., 3402, Fort Wayne 46805
|  |  |  | CLOSED | 9660 | 3504 S. Calhoun St. Ste. 101, Calhoun St., S.,3504., Ste. 101, Fort Wayne 46807
[7 empty] | EX600 |  | No grease trap in place. |  |  |  |  | gal |  | in |  | No | No grease trap needed, only washing vegetables. | 4 | Yes | 5 | Yes | 0.25 | No | ([DepOfGrease] + [DepOfSolids]) / ([DepOfGrease] + [DepOfSolids] + [DepOfWater]) | 0.25 | Yes | (([DepOfGrease] + [DepOfSolids]) / ([DepOfGrease] + [DepOfSolids] + [DepOfWater])) * 1.05
|  |  |  | CLOSED | 9682 | 3674 N. Wells St., Wells St., N., 3674, Fort Wayne 46808
|  |  |  | CLOSED | 9703 | 3806 Lafayette St., Lafayette St., 3806, Fort Wayne 46806
[7 empty] | EX200 | ABOVE-FLOOR | Located at the north wall under the left side of the basin sink. | Canplas |  |  | 15 | gpm |  | in | Every 2 Weeks | No |  | 4 | Yes | 5 | Yes | 0.25 | No | ([DepOfGrease] + [DepOfSolids]) / ([DepOfGrease] + [DepOfSolids] + [DepOfWater]) | 0.25 | Yes | (([DepOfGrease] + [DepOfSolids]) / ([DepOfGrease] + [DepOfSolids] + [DepOfWater])) * 1.05
|  |  |  | CLOSED | 9727 | 3930 E. Dupont Rd., Dupont Rd., E., 3930, Fort Wayne 46825
[7 empty] | EX200 | IN-FLOOR | Located in floor, right of 3-basin sink. Made out of metal. | Unknown |  |  | 20 | gpm |  | in | Every 2 months | No | j&s contracted to clean grease traps | 4 | Yes | 5 | Yes | 0.25 | No | ([DepOfGrease] + [DepOfSolids]) / ([DepOfGrease] + [DepOfSolids] + [DepOfWater]) | 0.25 | Yes | (([DepOfGrease] + [DepOfSolids]) / ([DepOfGrease] + [DepOfSolids] + [DepOfWater])) * 1.05
|  |  |  | CLOSED | 9744 | 4110 W. Jefferson Blvd., Ste. D2, Jefferson Blvd., W., 4110, Ste. D2, Fort Wayne 46804
|  |  |  | CLOSED | 9750 | 4150 W. Jefferson Blvd., Ste. K1, Jefferson Blvd., W., 4150, Ste. K1, Fort Wayne 46804
[7 empty] | EX200 | IN-FLOOR | Next to 3 basin sink |  |  |  | 25 | gpm |  | in | Twice Weekly | No |  | 4 | Yes | 5 | Yes | 0.25 | No | ([DepOfGrease] + [DepOfSolids]) / ([DepOfGrease] + [DepOfSolids] + [DepOfWater]) | 0.25 | Yes | (([DepOfGrease] + [DepOfSolids]) / ([DepOfGrease] + [DepOfSolids] + [DepOfWater])) * 1.05
[7 empty] | EX201 | ABOVE-FLOOR | Under 3-basin |  | 2014-01-15 |  | 25 | gpm |  | in | Twice Weekly | Yes | Recommend to clean twice weekly. Monday and Frida | 4 | Yes | 5 | Yes | 0.25 | No | ([DepOfGrease] + [DepOfSolids]) / ([DepOfGrease] + [DepOfSolids] + [DepOfWater]) | 0.25 | Yes | (([DepOfGrease] + [DepOfSolids]) / ([DepOfGrease] + [DepOfSolids] + [DepOfWater])) * 1.05
|  |  |  | CLOSED | 9781 | 4201 Coldwater Rd., Ste. B-02B, Coldwater Rd., 4201, Ste. B-02B, Fort Wayne 46805
[7 empty] | EX100 | OUTDOOR | Located outside kitchen door and around corner, in dumpster area |  |  |  | 1000 | gal |  | in |  | No |  | 4 | Yes | 5 | Yes | 0.25 | No | ([DepOfGrease] + [DepOfSolids]) / ([DepOfGrease] + [DepOfSolids] + [DepOfWater]) | 0.25 | Yes | (([DepOfGrease] + [DepOfSolids]) / ([DepOfGrease] + [DepOfSolids] + [DepOfWater])) * 1.05
|  |  |  | CLOSED | 9782 | 918 W. Cook Rd., Cook Rd., W., 918, Fort Wayne 46825
|  |  |  | CLOSED | 9799 | 4323 Earth Dr., Earth Dr., 4323, Fort Wayne 46809
|  |  |  | CLOSED | 9801 | 4331 Winters Rd., Winters Rd., 4331, Fort Wayne 46806
|  |  |  | CLOSED | 9802 | 4339 S. Anthony Blvd., Anthony Blvd., S., 4339, Fort Wayne 46806
|  |  |  | CLOSED | 9808 | 4518 Parnell Ave., Parnell Ave., 4518, Fort Wayne 46825
|  |  |  | CLOSED | 9818 | 4610 Parnell Ave., Parnell Ave., 4610, Fort Wayne 46825
[7 empty] | EX100 | OUTDOOR | Outdoor grease interceptor, located east of the loading dock. | Unknown |  |  | 1000 | gal |  | in |  | No |  | 4 | Yes | 5 | Yes | 0.25 | No | ([DepOfGrease] + [DepOfSolids]) / ([DepOfGrease] + [DepOfSolids] + [DepOfWater]) | 0.25 | Yes | (([DepOfGrease] + [DepOfSolids]) / ([DepOfGrease] + [DepOfSolids] + [DepOfWater])) * 1.05
|  |  |  | CLOSED | 9826 | 4630 E. Paulding Rd., Paulding Rd., E., 4630, Fort Wayne 46816
|  |  |  | CLOSED | 9835 | 4728 Coldwater Rd., Coldwater Rd., 4728, Fort Wayne 46825
[7 empty] | EX200 | IN-FLOOR | Located under 3 basin sink |  |  |  |  | gal |  | in |  | No |  | 4 | Yes | 5 | Yes | 0.25 | No | ([DepOfGrease] + [DepOfSolids]) / ([DepOfGrease] + [DepOfSolids] + [DepOfWater]) | 0.25 | Yes | (([DepOfGrease] + [DepOfSolids]) / ([DepOfGrease] + [DepOfSolids] + [DepOfWater])) * 1.05
|  |  |  | CLOSED | 9838 | 4738 Coldwater Rd., Coldwater Rd., 4738, Fort Wayne 46825
|  |  |  | CLOSED | 9840 | 4810 Homestead Rd., Homestead Rd., 4810, Fort Wayne 46814
|  |  |  | CLOSED | 9866 | 5980 W. Jefferson Blvd., Jefferson Blvd., W., 5980, Fort Wayne 46804
[7 empty] | EX200 | ABOVE-FLOOR | Grease trap is above floor, left of 3 basin sink (sink that is on right side), grey metal | Unknown | 2017-06-30 |  | 20 | gpm |  | in | Monthly | Yes |  | 4 | Yes | 5 | Yes | 0.25 | No | ([DepOfGrease] + [DepOfSolids]) / ([DepOfGrease] + [DepOfSolids] + [DepOfWater]) | 0.25 | Yes | (([DepOfGrease] + [DepOfSolids]) / ([DepOfGrease] + [DepOfSolids] + [DepOfWater])) * 1.05
|  |  |  | CLOSED | 9873 | 5205 Decatur Rd., Decatur Rd., 5205, Fort Wayne 46806
[7 empty] | EX200 | ABOVE-FLOOR | under three basin sink and to the left |  |  |  | 20 | gpm |  | in | Every 2 Weeks | No |  | 4 | Yes | 5 | Yes | 0.25 | No | ([DepOfGrease] + [DepOfSolids]) / ([DepOfGrease] + [DepOfSolids] + [DepOfWater]) | 0.25 | Yes | (([DepOfGrease] + [DepOfSolids]) / ([DepOfGrease] + [DepOfSolids] + [DepOfWater])) * 1.05
|  |  |  | CLOSED | 9896 | 5440 Coldwater Rd., Coldwater Rd., 5440, Fort Wayne 46825
[7 empty] | EX200 |  | Indoor, but no other details - from 2005 | [6 empty] | in |  | No |  | 4 | Yes | 5 | Yes | 0.25 | No | ([DepOfGrease] + [DepOfSolids]) / ([DepOfGrease] + [DepOfSolids] + [DepOfWater]) | 0.25 | Yes | (([DepOfGrease] + [DepOfSolids]) / ([DepOfGrease] + [DepOfSolids] + [DepOfWater])) * 1.05
|  |  |  | CLOSED | 9909 | 5544 State Blvd., E., State Blvd., E., 5544, Fort Wayne 46815
|  |  |  | CLOSED | 9920 | 5699 Coventry Ln., Coventry Ln., 5699, Fort Wayne 46804
|  |  |  | CLOSED | 9961 | 5820 Coldwater Rd., Coldwater Rd., 5820, Fort Wayne 46825
[7 empty] | EX100 | OUTDOOR | Located in landscape at southeast corner of building | Unknown |  |  | 1000 | gal |  | in |  | No |  | 4 | Yes | 5 | Yes | 0.25 | No | ([DepOfGrease] + [DepOfSolids]) / ([DepOfGrease] + [DepOfSolids] + [DepOfWater]) | 0.25 | Yes | (([DepOfGrease] + [DepOfSolids]) / ([DepOfGrease] + [DepOfSolids] + [DepOfWater])) * 1.05
|  |  |  | CLOSED | 9970 | 5904 W. Jefferson Blvd., Jefferson Blvd., W., 5904, Fort Wayne 46804
|  |  |  | CLOSED | 9985 | 5925 N. Clinton St., Clinton St., N., 5925, Fort Wayne 46825
[7 empty] | EX200 | ABOVE-FLOOR | Located on the south wall under the right side of the 3 compartment sink. In the side hallway off the open kitchen. | Ashland Trap Distribution | 2020-12-10 |  | 20 | gpm |  | in | Every 2 Weeks | No | Replaced the smaller 4 gpm trap that was there previously. | 4 | Yes | 5 | Yes | 0.25 | No | ([DepOfGrease] + [DepOfSolids]) / ([DepOfGrease] + [DepOfSolids] + [DepOfWater]) | 0.25 | Yes | (([DepOfGrease] + [DepOfSolids]) / ([DepOfGrease] + [DepOfSolids] + [DepOfWater])) * 1.05
[7 empty] | EX500 | ABOVE-FLOOR | Located along the back wall, grey metal, above floor, 4 gpm. | BK Resources | 2017-11-14 | 2020-12-08 | 4 | gpm |  | in | Monthly | Yes | The new owner replaced this unit with a larger 20 gpm grease trap. | 4 | Yes | 5 | Yes | 0.25 | No | ([DepOfGrease] + [DepOfSolids]) / ([DepOfGrease] + [DepOfSolids] + [DepOfWater]) | 0.25 | Yes | (([DepOfGrease] + [DepOfSolids]) / ([DepOfGrease] + [DepOfSolids] + [DepOfWater])) * 1.05
|  |  |  | CLOSED | 9990 | 5968 W. Jefferson Blvd., Jefferson Blvd., W., 5968, Fort Wayne 46804
[7 empty] | EX200 | ABOVE-FLOOR | Above floor beneath the pre wash sink to the right of the dishwasher. |  |  |  | 25 | gpm |  | in | Every 2 Weeks | No |  | 4 | Yes | 5 | Yes | 0.25 | No | ([DepOfGrease] + [DepOfSolids]) / ([DepOfGrease] + [DepOfSolids] + [DepOfWater]) | 0.25 | Yes | (([DepOfGrease] + [DepOfSolids]) / ([DepOfGrease] + [DepOfSolids] + [DepOfWater])) * 1.05
|  |  |  | Club 44 | 4247 | 4030 Coldwater Rd., Coldwater Rd., 4030, Fort Wayne 46805
[7 empty] | EX200 |  | Indoor grease trap under the three-basin sink, above floor, metal |  | 2017-03-14 |  |  | gal |  | in | Every 2 Weeks | Yes |  | 4 | Yes | 5 | Yes | 0.25 | No | ([DepOfGrease] + [DepOfSolids]) / ([DepOfGrease] + [DepOfSolids] + [DepOfWater]) | 0.25 | Yes | (([DepOfGrease] + [DepOfSolids]) / ([DepOfGrease] + [DepOfSolids] + [DepOfWater])) * 1.05
|  |  |  | Club Soda | 9042 | 235 E. Superior St., Superior St., E., 235, Fort Wayne 46802
[7 empty] | EX001 | ABOVE-FLOOR | Located next to 3-basin sink | Canplas |  |  | 30 | gpm |  | in | Daily | No |  | 4 | Yes | 5 | Yes | 0.25 | No | ([DepOfGrease] + [DepOfSolids]) / ([DepOfGrease] + [DepOfSolids] + [DepOfWater]) | 0.25 | Yes | (([DepOfGrease] + [DepOfSolids]) / ([DepOfGrease] + [DepOfSolids] + [DepOfWater])) * 1.05
|  |  |  | Clyde Productions LLC - Crescendo Café & The Club Room | 17598 | 1806 Bluffton Rd., 1806 & 1808 Bluffton Rd., Fort Wayne 46809
[7 empty] | EX200 | ABOVE-FLOOR | Located left of 3-basin in main bar. | Watte Drainage | 2018-04-30 |  | 7 | gpm |  | in | Monthly | No |  | 4 | Yes | 5 | Yes | 0.25 | No | ([DepOfGrease] + [DepOfSolids]) / ([DepOfGrease] + [DepOfSolids] + [DepOfWater]) | 0.25 | Yes | (([DepOfGrease] + [DepOfSolids]) / ([DepOfGrease] + [DepOfSolids] + [DepOfWater])) * 1.05
[7 empty] | EX201 | ABOVE-FLOOR | Located by 3-basin behind stage bar. | Watte Drainage | 2018-04-30 |  | 7 | gpm |  | in | Monthly | No |  | 4 | Yes | 5 | Yes | 0.25 | No | ([DepOfGrease] + [DepOfSolids]) / ([DepOfGrease] + [DepOfSolids] + [DepOfWater]) | 0.25 | Yes | (([DepOfGrease] + [DepOfSolids]) / ([DepOfGrease] + [DepOfSolids] + [DepOfWater])) * 1.05
[7 empty] | EX202 | ABOVE-FLOOR | Located in the basement under The Club, on supports elevated off of the floor. | Schier Products | 2019-01-29 |  | 75 | gpm |  | in | Every 2 Weeks | Yes | Pumping port located outside the building to pump out grease interceptor without entering the building. | 4 | Yes | 5 | Yes | 0.25 | No | ([DepOfGrease] + [DepOfSolids]) / ([DepOfGrease] + [DepOfSolids] + [DepOfWater]) | 0.25 | Yes | (([DepOfGrease] + [DepOfSolids]) / ([DepOfGrease] + [DepOfSolids] + [DepOfWater])) * 1.05
[7 empty] | EX203 | ABOVE-FLOOR | Located left of the 3 compartment sink in the catering kitchen where employees take brekas | Schier Products |  |  | 20 | gpm |  | in | Monthly | No |  | 4 | Yes | 5 | Yes | 0.25 | No | ([DepOfGrease] + [DepOfSolids]) / ([DepOfGrease] + [DepOfSolids] + [DepOfWater]) | 0.25 | Yes | (([DepOfGrease] + [DepOfSolids]) / ([DepOfGrease] + [DepOfSolids] + [DepOfWater])) * 1.05
|  |  |  | CME Corporation Headquarters | 18348 | 2488 Persistence Dr., Fort Wayne 46808
[7 empty] | EX311 |  | Oil Sand Separator |  | 2024-05-01 |  | 1000 | gal |  | in |  | Yes |  | 4 | Yes | 5 | Yes | 0.25 | No | ([DepOfGrease] + [DepOfSolids]) / ([DepOfGrease] + [DepOfSolids] + [DepOfWater]) | 0.25 | Yes | (([DepOfGrease] + [DepOfSolids]) / ([DepOfGrease] + [DepOfSolids] + [DepOfWater])) * 1.05
|  |  |  | Cocktail's Lounge | 10023 | 6135 Plantation Lane, Plantation Lane, 6135, Fort Wayne 46815
[7 empty] | EX200 | ABOVE-FLOOR | Located below the 3 compartment sink in the kitchen. | BK Resources | 2021-08-23 |  | 4 | gpm |  | in | Every 2 Weeks | Yes |  | 4 | Yes | 5 | Yes | 0.25 | No | ([DepOfGrease] + [DepOfSolids]) / ([DepOfGrease] + [DepOfSolids] + [DepOfWater]) | 0.25 | Yes | (([DepOfGrease] + [DepOfSolids]) / ([DepOfGrease] + [DepOfSolids] + [DepOfWater])) * 1.05
|  |  |  | Cold Stone Creamery | 10351 | 4150 W. Jefferson Blvd., Ste. K5, Jefferson Blvd., W., 4150, Ste. K5, Fort Wayne 46804
[7 empty] | EX200 | ABOVE-FLOOR | Left of 3 basin sink in back room. Above floor, black plastic, 20 gpm grease interceptor | Schier Products | 2017-06-05 |  | 20 | gpm |  | in | Every 2 Weeks | Yes | 3 basin is only sink plumbed to it. | 4 | Yes | 5 | Yes | 0.25 | No | ([DepOfGrease] + [DepOfSolids]) / ([DepOfGrease] + [DepOfSolids] + [DepOfWater]) | 0.25 | Yes | (([DepOfGrease] + [DepOfSolids]) / ([DepOfGrease] + [DepOfSolids] + [DepOfWater])) * 1.05
[7 empty] | EX201 | ABOVE-FLOOR | Under Serving Counter, 15 gpm, black plastic grease interceptor, 2 dipper wells plumbed to it. | Zurn | 2017-06-23 |  | 15 | gpm |  | in | Every 2 Weeks | Yes |  | 4 | Yes | 5 | Yes | 0.25 | No | ([DepOfGrease] + [DepOfSolids]) / ([DepOfGrease] + [DepOfSolids] + [DepOfWater]) | 0.25 | Yes | (([DepOfGrease] + [DepOfSolids]) / ([DepOfGrease] + [DepOfSolids] + [DepOfWater])) * 1.05
|  |  |  | Coldwater GoGo Store | 9966 | 5830 Coldwater Rd., Coldwater Rd., 5830, Fort Wayne 46825
[7 empty] | EX200 | ABOVE-FLOOR | Located L of 3 basin sink | BK Resources | 2019-12-03 |  | 4 | gpm |  | in | Every 2 Weeks | Yes |  | 4 | Yes | 5 | Yes | 0.25 | No | ([DepOfGrease] + [DepOfSolids]) / ([DepOfGrease] + [DepOfSolids] + [DepOfWater]) | 0.25 | Yes | (([DepOfGrease] + [DepOfSolids]) / ([DepOfGrease] + [DepOfSolids] + [DepOfWater])) * 1.05
[7 empty] | EX311 |  | Oil/sand separator for car wash |  |  |  |  | gal |  | in |  | No |  | 4 | Yes | 5 | Yes | 0.25 | No | ([DepOfGrease] + [DepOfSolids]) / ([DepOfGrease] + [DepOfSolids] + [DepOfWater]) | 0.25 | Yes | (([DepOfGrease] + [DepOfSolids]) / ([DepOfGrease] + [DepOfSolids] + [DepOfWater])) * 1.05
[7 empty] | EX500 | IN-FLOOR | Retired grease interceptor in floor L of 3 basin sink |  |  | 2019-12-03 | 20 | gpm |  | in |  | No |  | 4 | Yes | 5 | Yes | 0.25 | No | ([DepOfGrease] + [DepOfSolids]) / ([DepOfGrease] + [DepOfSolids] + [DepOfWater]) | 0.25 | Yes | (([DepOfGrease] + [DepOfSolids]) / ([DepOfGrease] + [DepOfSolids] + [DepOfWater])) * 1.05
|  |  |  | ColdwaterOne Stop | 9868 | 5133 Coldwater Rd., Coldwater Rd., 5133, Fort Wayne 46825
[7 empty] | EX100 | OUTDOOR | North side in grass |  |  |  | 500 | gal |  | in | Quarterly | No |  | 4 | Yes | 5 | Yes | 0.25 | No | ([DepOfGrease] + [DepOfSolids]) / ([DepOfGrease] + [DepOfSolids] + [DepOfWater]) | 0.25 | Yes | (([DepOfGrease] + [DepOfSolids]) / ([DepOfGrease] + [DepOfSolids] + [DepOfWater])) * 1.05
|  |  |  | Coliseum BP | 9175 | 909 E. Coliseum Blvd., Coliseum Blvd., E., 909, Fort Wayne 46805
[7 empty] | EX200 | IN-FLOOR | Located along east wall of back room. | Zurn |  |  | 20 | gpm |  | in |  | No |  | 4 | Yes | 5 | Yes | 0.25 | No | ([DepOfGrease] + [DepOfSolids]) / ([DepOfGrease] + [DepOfSolids] + [DepOfWater]) | 0.25 | Yes | (([DepOfGrease] + [DepOfSolids]) / ([DepOfGrease] + [DepOfSolids] + [DepOfWater])) * 1.05
[7 empty] | EX201 | ABOVE-FLOOR | Located in NW corner in cabinets beneath coffee machine | Zurn |  |  | 4 | gpm |  | in |  | No |  | 4 | Yes | 5 | Yes | 0.25 | No | ([DepOfGrease] + [DepOfSolids]) / ([DepOfGrease] + [DepOfSolids] + [DepOfWater]) | 0.25 | Yes | (([DepOfGrease] + [DepOfSolids]) / ([DepOfGrease] + [DepOfSolids] + [DepOfWater])) * 1.05
|  |  |  | Coliseum Donuts | 0948 | 1530 N. Coliseum Blvd., Coliseum Blvd., N., 1530, Fort Wayne 46805
[7 empty] | EX100 | OUTDOOR | Located east of building in cement area near back door | Unknown |  |  | 1000 | gal |  | in |  | No |  | 4 | Yes | 5 | Yes | 0.25 | No | ([DepOfGrease] + [DepOfSolids]) / ([DepOfGrease] + [DepOfSolids] + [DepOfWater]) | 0.25 | Yes | (([DepOfGrease] + [DepOfSolids]) / ([DepOfGrease] + [DepOfSolids] + [DepOfWater])) * 1.05
|  |  |  | Coliseum Inn | 9200 | 1020 N. Coliseum Blvd., Coliseum Blvd., N.,1020, Fort Wayne 46815
|  |  |  | Coliseum Shell | 9208 | 1051 E. Coliseum Blvd., Coliseum Blvd., E., 1051, Fort Wayne 46805
[7 empty] | EX200 | IN-FLOOR | Under 3 basin sink | Schier Products |  |  | 15 | gpm |  | in | Every 2 Weeks | No |  | 4 | Yes | 5 | Yes | 0.25 | No | ([DepOfGrease] + [DepOfSolids]) / ([DepOfGrease] + [DepOfSolids] + [DepOfWater]) | 0.25 | Yes | (([DepOfGrease] + [DepOfSolids]) / ([DepOfGrease] + [DepOfSolids] + [DepOfWater])) * 1.05
[7 empty] | EX311 | OUTDOOR | North of building, 1 access manhole |  |  |  |  | gal |  | in | Annual | No |  | 4 | Yes | 5 | Yes | 0.25 | No | ([DepOfGrease] + [DepOfSolids]) / ([DepOfGrease] + [DepOfSolids] + [DepOfWater]) | 0.25 | Yes | (([DepOfGrease] + [DepOfSolids]) / ([DepOfGrease] + [DepOfSolids] + [DepOfWater])) * 1.05
|  |  |  | Colonial Oaks Golf Club | 10215 | 8218 Huguenard Rd., Huguenard Rd., 8218, Fort Wayne 46818
|  |  |  | Columbian Delights | 17324 | 3412 Fairfield Ave., Fort Wayne 46803
[7 empty] | EX200 | ABOVE-FLOOR | SW corner of basement | Zurn Industries, LLC |  |  | 7 | gpm |  | in | Weekly | Yes |  | 4 | Yes | 5 | Yes | 0.25 | No | ([DepOfGrease] + [DepOfSolids]) / ([DepOfGrease] + [DepOfSolids] + [DepOfWater]) | 0.25 | Yes | (([DepOfGrease] + [DepOfSolids]) / ([DepOfGrease] + [DepOfSolids] + [DepOfWater])) * 1.05
|  |  |  | Combat Ops Arena, Inc. | 17559 | 702 Ley Rd., Ley Rd., 702, Fort Wayne 46825
[7 empty] | EX200 | IN-FLOOR | Located under the 3 compartment sink, in the floor, black plastic. | Schier Products | 2017-09-26 |  | 20 | gpm |  | in | Monthly | Yes |  | 4 | Yes | 5 | Yes | 0.25 | No | ([DepOfGrease] + [DepOfSolids]) / ([DepOfGrease] + [DepOfSolids] + [DepOfWater]) | 0.25 | Yes | (([DepOfGrease] + [DepOfSolids]) / ([DepOfGrease] + [DepOfSolids] + [DepOfWater])) * 1.05
|  |  |  | Come As You Are Community Church | 17622 | 7910 S. Anthony Blvd.Ste. A, Fort Wayne 46816
[7 empty] | EX200 | ABOVE-FLOOR | Above floor, right of the 3-basin sink. | Schier Products |  |  | 20 | gpm |  | in | Every 2 Weeks | No |  | 4 | Yes | 5 | Yes | 0.25 | No | ([DepOfGrease] + [DepOfSolids]) / ([DepOfGrease] + [DepOfSolids] + [DepOfWater]) | 0.25 | Yes | (([DepOfGrease] + [DepOfSolids]) / ([DepOfGrease] + [DepOfSolids] + [DepOfWater])) * 1.05
|  |  |  | Comfort Suites | 9950 | 5775 Coventry Ln., Coventry Ln., 5775, Fort Wayne 46804
|  |  |  | Comfort Suites North | 9620 | 3302 E. Dupont Rd., Dupont Rd., E., 3302, Fort Wayne 46825
[7 empty] | EX200 | ABOVE-FLOOR | Located to the right of the 3 compartment sink, above the floor, grey plastic, 20 gpm capacity. | Canplas | 2017-11-14 |  | 20 | gpm |  | in | Every 2 months | Yes |  | 4 | Yes | 5 | Yes | 0.25 | No | ([DepOfGrease] + [DepOfSolids]) / ([DepOfGrease] + [DepOfSolids] + [DepOfWater]) | 0.25 | Yes | (([DepOfGrease] + [DepOfSolids]) / ([DepOfGrease] + [DepOfSolids] + [DepOfWater])) * 1.05
|  |  |  | Commercial Filter Services | 17307 | 3510 Metro Park Drive North, Metro Park Drive North, 3510, Fort Wayne 46818
[7 empty] | EX100 | OUTDOOR | Located South side of building in grass |  |  |  | 1000 | gal |  | in | SemiAnnual | No |  | 4 | Yes | 5 | Yes | 0.25 | No | ([DepOfGrease] + [DepOfSolids]) / ([DepOfGrease] + [DepOfSolids] + [DepOfWater]) | 0.25 | Yes | (([DepOfGrease] + [DepOfSolids]) / ([DepOfGrease] + [DepOfSolids] + [DepOfWater])) * 1.05
|  |  |  | Community Harvest Food Bank | 6608 | 1010 N. Coliseum Blvd., Coliseum Blvd., N., 1010, Fort Wayne 46815
[7 empty] | EX200 | ABOVE-FLOOR | Left of 3-basin sink, above floor. | Canplas |  |  | 20 | gpm |  | in | Quarterly | No |  | 4 | Yes | 5 | Yes | 0.25 | No | ([DepOfGrease] + [DepOfSolids]) / ([DepOfGrease] + [DepOfSolids] + [DepOfWater]) | 0.25 | Yes | (([DepOfGrease] + [DepOfSolids]) / ([DepOfGrease] + [DepOfSolids] + [DepOfWater])) * 1.05
[7 empty] | EX600 | [6 empty] | gal |  | in |  | No |  | 4 | Yes | 5 | Yes | 0.25 | No | ([DepOfGrease] + [DepOfSolids]) / ([DepOfGrease] + [DepOfSolids] + [DepOfWater]) | 0.25 | Yes | (([DepOfGrease] + [DepOfSolids]) / ([DepOfGrease] + [DepOfSolids] + [DepOfWater])) * 1.05
|  |  |  | Concordia Lutheran Elementary | 9794 | 4245 Lake Ave., Lake Ave., 4245, Fort Wayne 46815
|  |  |  | Concordia Lutheran High School | 9327 | 1601 St. Joe River Dr., St. Joe River Dr., 1601, Fort Wayne 46805
[7 empty] | EX200 | OUTDOOR | Outside grease trap |  |  |  | 50 | gpm |  | in | Annual | No | Unknown condition, but definitely not big enough to receive flow from entire kitchen. | 4 | Yes | 5 | Yes | 0.25 | No | ([DepOfGrease] + [DepOfSolids]) / ([DepOfGrease] + [DepOfSolids] + [DepOfWater]) | 0.25 | Yes | (([DepOfGrease] + [DepOfSolids]) / ([DepOfGrease] + [DepOfSolids] + [DepOfWater])) * 1.05
|  |  |  | Concordia Theological Seminary | 10109 | 6600 N. Clinton St., Clinton St., N., 6600, Fort Wayne 46825
|  |  |  | Concordia Thrift Shop | 9653 | 3500 N. Anthony Blvd., Anthony Blvd., N., 3500, Fort Wayne 46805
|  |  |  | Coney Dog Café | 10238 | 8915 Lima Rd., Lima Rd., 8915, Fort Wayne 46818
[7 empty] | EX200 | ABOVE-FLOOR | Located under 3-bnasin sink |  |  |  | 20 | gpm |  | in |  | No | At 8.31.2020 inspection, was not on regular cleaning schedule since covid hit. It was cleaned once every 2 weeks before this. | 4 | Yes | 5 | Yes | 0.25 | No | ([DepOfGrease] + [DepOfSolids]) / ([DepOfGrease] + [DepOfSolids] + [DepOfWater]) | 0.25 | Yes | (([DepOfGrease] + [DepOfSolids]) / ([DepOfGrease] + [DepOfSolids] + [DepOfWater])) * 1.05
|  |  |  | Coney Express Inc. | 9030 | 206 E. Pettit Ave., Pettit Ave., E., 206, Fort Wayne 46806
[7 empty] | EX200 | ABOVE-FLOOR | [5 empty] | gal |  | in |  | No |  | 4 | Yes | 5 | Yes | 0.25 | No | ([DepOfGrease] + [DepOfSolids]) / ([DepOfGrease] + [DepOfSolids] + [DepOfWater]) | 0.25 | Yes | (([DepOfGrease] + [DepOfSolids]) / ([DepOfGrease] + [DepOfSolids] + [DepOfWater])) * 1.05
|  |  |  | Coney Island | 3443 | 131 W. Main St., Main St., W., 131, Fort Wayne 46802
[7 empty] | EX100 | OUTDOOR | Behind Backdoor after grease trap |  | 2024-04-26 |  | 1000 | gal |  | in |  | No | removed indoor GT 4/26/24 | 4 | Yes | 5 | Yes | 0.25 | No | ([DepOfGrease] + [DepOfSolids]) / ([DepOfGrease] + [DepOfSolids] + [DepOfWater]) | 0.25 | Yes | (([DepOfGrease] + [DepOfSolids]) / ([DepOfGrease] + [DepOfSolids] + [DepOfWater])) * 1.05
|  |  |  | Conjure Coffee | 18424 | 1662 Broadway - W12, Fort Wayne 46803
|  |  |  | Conjure Coffee Commute | 9692 | 3710 W. Jefferson Blvd., Jefferson Blvd., W., 3710, Fort Wayne 46804
[7 empty] | EX200 | ABOVE-FLOOR | Located under left side of three basin sink | Canplas | 2021-05-17 |  | 25 | gpm |  | in | Monthly | No |  | 4 | Yes | 5 | Yes | 0.25 | No | ([DepOfGrease] + [DepOfSolids]) / ([DepOfGrease] + [DepOfSolids] + [DepOfWater]) | 0.25 | Yes | (([DepOfGrease] + [DepOfSolids]) / ([DepOfGrease] + [DepOfSolids] + [DepOfWater])) * 1.05
|  |  |  | Conjure Coffee LLC | 9139 | 701 Columbia Ave., Columbia Ave., 701, Fort Wayne 46805
[7 empty] | EX200 | ABOVE-FLOOR |  | Zurn |  |  | 10 | gpm |  | in | Every 2 Weeks | No |  | 4 | Yes | 5 | Yes | 0.25 | No | ([DepOfGrease] + [DepOfSolids]) / ([DepOfGrease] + [DepOfSolids] + [DepOfWater]) | 0.25 | Yes | (([DepOfGrease] + [DepOfSolids]) / ([DepOfGrease] + [DepOfSolids] + [DepOfWater])) * 1.05
|  |  |  | Conner's Kitchen + Bar (Courtyard by Marriott)(CUGC) | 9237 | 1150 S. Harrison St., Harrison St., S., 1150, Fort Wayne 46802
[7 empty] | EX100 | OUTDOOR | Located west of building north of back door, two access manholes |  |  |  | 1000 | gal |  | in |  | No |  | 4 | Yes | 5 | Yes | 0.25 | No | ([DepOfGrease] + [DepOfSolids]) / ([DepOfGrease] + [DepOfSolids] + [DepOfWater]) | 0.25 | Yes | (([DepOfGrease] + [DepOfSolids]) / ([DepOfGrease] + [DepOfSolids] + [DepOfWater])) * 1.05
[7 empty] | EX150 |  | solids interceptor that receives flow from the 3-basin sink and garbage disposal |  | 2023-01-05 |  |  |  |  | in |  | Yes |  | 4 | Yes | 5 | Yes | 0.25 | No | ([DepOfGrease] + [DepOfSolids]) / ([DepOfGrease] + [DepOfSolids] + [DepOfWater]) | 0.25 | Yes | (([DepOfGrease] + [DepOfSolids]) / ([DepOfGrease] + [DepOfSolids] + [DepOfWater])) * 1.05
|  |  |  | Conner's Rooftop Bar - in Hampton Inn & Suites | 17721 | 223 W. Jefferson Blvd. Ste. 750, Jefferson Blvd., W., 223, Fort Wayne 46802
[7 empty] | EX120 | OUTDOOR | plastic, outdoor, inground 2 manholes; located S of building - in the concrete/ trash/ service vehicle/ loading unloading zone | Schier Products | 2019-06-26 |  | 275 | gal |  | in | Quarterly | No |  | 4 | Yes | 5 | Yes | 0.25 | No | ([DepOfGrease] + [DepOfSolids]) / ([DepOfGrease] + [DepOfSolids] + [DepOfWater]) | 0.25 | Yes | (([DepOfGrease] + [DepOfSolids]) / ([DepOfGrease] + [DepOfSolids] + [DepOfWater])) * 1.05
|  |  |  | Convenience Store/Gas Station | 17900 | 1333 W. Main St., Fort Wayne 46803
|  |  |  | Cook Spring/The Summit | 7742 | 1025 W. Rudisill Blvd., Rudisill Blvd., W., 1025, Fort Wayne 46807
[7 empty] | EX200 | ABOVE-FLOOR | Above the floor, beneath the 3 basin sink to the left | Thermaco |  |  | 20 | gpm |  | in | Weekly | No |  | 4 | Yes | 5 | Yes | 0.25 | No | ([DepOfGrease] + [DepOfSolids]) / ([DepOfGrease] + [DepOfSolids] + [DepOfWater]) | 0.25 | Yes | (([DepOfGrease] + [DepOfSolids]) / ([DepOfGrease] + [DepOfSolids] + [DepOfWater])) * 1.05
[7 empty] | EX201 | ABOVE-FLOOR | Under dishwasher. |  | 2016-01-14 |  | 10 | gpm |  | in | Monthly | No |  | 4 | Yes | 5 | Yes | 0.25 | No | ([DepOfGrease] + [DepOfSolids]) / ([DepOfGrease] + [DepOfSolids] + [DepOfWater]) | 0.25 | Yes | (([DepOfGrease] + [DepOfSolids]) / ([DepOfGrease] + [DepOfSolids] + [DepOfWater])) * 1.05
|  |  |  | Cookie Cottage | 8006 | 620 W. Washington Ctr. Rd., Washington Ctr. Rd., W., 620, Fort Wayne 46825
[7 empty] | EX100 | OUTDOOR | East of the building by kitchen door. 2 access manholes. | Unknown |  |  | 1000 | gal |  | in |  | No |  | 4 | Yes | 5 | Yes | 0.25 | No | ([DepOfGrease] + [DepOfSolids]) / ([DepOfGrease] + [DepOfSolids] + [DepOfWater]) | 0.25 | Yes | (([DepOfGrease] + [DepOfSolids]) / ([DepOfGrease] + [DepOfSolids] + [DepOfWater])) * 1.05
|  |  |  | Copper Canyon - Jefferson | 18168 | 2425 W. Jefferson Blvd., Fort Wayne 46802
[7 empty] | EX200 | ABOVE-FLOOR | Left of the 3-basin sink | Canplas | 2023-06-28 |  | 15 | gpm |  | in |  | No |  | 4 | Yes | 5 | Yes | 0.25 | No | ([DepOfGrease] + [DepOfSolids]) / ([DepOfGrease] + [DepOfSolids] + [DepOfWater]) | 0.25 | Yes | (([DepOfGrease] + [DepOfSolids]) / ([DepOfGrease] + [DepOfSolids] + [DepOfWater])) * 1.05
|  |  |  | Copper Canyon Tobacconist | 17864 | 3261 St. Joe Ctr. Rd., St. Joe Ctr., Rd., 3261, Fort Wayne 46835
[7 empty] | EX200 | ABOVE-FLOOR | Located under the 3 compartment sink. This is in the smoking lounge area in a side room on the east wall. | Zurn |  |  | 20 | gpm |  | in | Every 2 Weeks | No |  | 4 | Yes | 5 | Yes | 0.25 | No | ([DepOfGrease] + [DepOfSolids]) / ([DepOfGrease] + [DepOfSolids] + [DepOfWater]) | 0.25 | Yes | (([DepOfGrease] + [DepOfSolids]) / ([DepOfGrease] + [DepOfSolids] + [DepOfWater])) * 1.05
|  |  |  | Copper Spoon/Side Car - Harrison bldg. | 17352 | 301 W. Jefferson Blvd. Ste. 100, Fort Wayne 46802
[7 empty] | EX160 | OUTDOOR | North side of the building near the east end |  |  |  | 1000 | gal |  | in |  | No | shared with suite 100 (currently copper spoon only) | 4 | Yes | 5 | Yes | 0.25 | No | ([DepOfGrease] + [DepOfSolids]) / ([DepOfGrease] + [DepOfSolids] + [DepOfWater]) | 0.25 | Yes | (([DepOfGrease] + [DepOfSolids]) / ([DepOfGrease] + [DepOfSolids] + [DepOfWater])) * 1.05
[7 empty] | EX200 | ABOVE-FLOOR | In the Container bar building |  |  |  | 20 | gpm |  | in |  | No |  | 4 | Yes | 5 | Yes | 0.25 | No | ([DepOfGrease] + [DepOfSolids]) / ([DepOfGrease] + [DepOfSolids] + [DepOfWater]) | 0.25 | Yes | (([DepOfGrease] + [DepOfSolids]) / ([DepOfGrease] + [DepOfSolids] + [DepOfWater])) * 1.05
|  |  |  | Cork 'N Cleaver | 5237 | 221 E. Washington Ctr. Rd., Washington Ctr. Rd., E., 221, Fort Wayne 46825
[7 empty] | EX100 | OUTDOOR | located S of building in grass. | Unknown |  |  | 1000 | gal |  | in |  | Yes | 2MH | 4 | Yes | 5 | Yes | 0.25 | No | ([DepOfGrease] + [DepOfSolids]) / ([DepOfGrease] + [DepOfSolids] + [DepOfWater]) | 0.25 | Yes | (([DepOfGrease] + [DepOfSolids]) / ([DepOfGrease] + [DepOfSolids] + [DepOfWater])) * 1.05
|  |  |  | Corner Pocket Pub | 9605 | 3215 St. Joe Ctr. Rd., St. Joe Ctr. Rd., 3215, Fort Wayne 46835
[7 empty] | EX 200 | IN-FLOOR | Grease trap in floor to the left of the 3 basin sink | Schier Products |  |  | 50 | gpm |  | in |  | No |  | 4 | Yes | 5 | Yes | 0.25 | No | ([DepOfGrease] + [DepOfSolids]) / ([DepOfGrease] + [DepOfSolids] + [DepOfWater]) | 0.25 | Yes | (([DepOfGrease] + [DepOfSolids]) / ([DepOfGrease] + [DepOfSolids] + [DepOfWater])) * 1.05
|  |  |  | Cornerstone Daycare Learning Center First Assembly of God (CUGC) | 9280 | 1400 W. Washington Ctr. Rd., Washington Ctr. Rd., W., 1400, Fort Wayne 46825
[7 empty] | EX100 | OUTDOOR |  |  |  |  | 1000 | gal |  | in | Quarterly | No |  | 4 | Yes | 5 | Yes | 0.25 | No | ([DepOfGrease] + [DepOfSolids]) / ([DepOfGrease] + [DepOfSolids] + [DepOfWater]) | 0.25 | Yes | (([DepOfGrease] + [DepOfSolids]) / ([DepOfGrease] + [DepOfSolids] + [DepOfWater])) * 1.05
|  |  |  | Cosmo's Restaurant | 1099 | 9807 Lima Rd., Lima Rd., 9807, Fort Wayne 46818
[7 empty] | EX100 | OUTDOOR | Located at NW corner of building, across form side door in driveway |  | 2013-07-01 |  | 1000 | gal |  | in |  | Yes |  | 4 | Yes | 5 | Yes | 0.25 | No | ([DepOfGrease] + [DepOfSolids]) / ([DepOfGrease] + [DepOfSolids] + [DepOfWater]) | 0.25 | Yes | (([DepOfGrease] + [DepOfSolids]) / ([DepOfGrease] + [DepOfSolids] + [DepOfWater])) * 1.05
|  |  |  | Costco | 1207 | 5110 Value Drive, Fort Wayne 46808
|  |  |  | Cottage Flowers | 9043 | 236 E. Wayne St., Wayne St., E., 236, Fort Wayne 46802
|  |  |  | Country Heritage | 17443 | 878 S. Harrison St., Harrison St., S., 878, Fort Wayne 46802
[7 empty] | EX200 | ABOVE-FLOOR | Front of the store to capture flow from the dipper well. Located inside a cabinet to the right of the single basin sink |  | 2016-04-22 |  | 4 | gpm |  | in |  | Yes |  | 4 | Yes | 5 | Yes | 0.25 | No | ([DepOfGrease] + [DepOfSolids]) / ([DepOfGrease] + [DepOfSolids] + [DepOfWater]) | 0.25 | Yes | (([DepOfGrease] + [DepOfSolids]) / ([DepOfGrease] + [DepOfSolids] + [DepOfWater])) * 1.05
[7 empty] | EX201 | ABOVE-FLOOR | Located in the back of the store. Grease trap services the 2-Basin sink. Located underneath the sink |  | 2016-04-22 |  | 20 | gpm |  | in |  | Yes |  | 4 | Yes | 5 | Yes | 0.25 | No | ([DepOfGrease] + [DepOfSolids]) / ([DepOfGrease] + [DepOfSolids] + [DepOfWater]) | 0.25 | Yes | (([DepOfGrease] + [DepOfSolids]) / ([DepOfGrease] + [DepOfSolids] + [DepOfWater])) * 1.05
|  |  |  | Country Kitchen SweetArt | 9823 | 4621 Speedway Dr., Speedway Dr., 4621, Fort Wayne 46825
|  |  |  | County Line Pizza | 17533 | 10914 W. S. County Line Rd., County Line Rd., W., S., 10914, Zanesville 46799
[7 empty] | EX200 | ABOVE-FLOOR | Cast iron, above floor, 7 gpm, located in the northeast corner of the kitchen. | June Spec |  |  | 7 | gpm |  | in | Every 2 Weeks | No | Old but well maintained. | 4 | Yes | 5 | Yes | 0.25 | No | ([DepOfGrease] + [DepOfSolids]) / ([DepOfGrease] + [DepOfSolids] + [DepOfWater]) | 0.25 | Yes | (([DepOfGrease] + [DepOfSolids]) / ([DepOfGrease] + [DepOfSolids] + [DepOfWater])) * 1.05
[7 empty] | EX201 | ABOVE-FLOOR | Located under the 3 compartment sink behind the bar | Yescom |  |  | 5 | gpm |  | in | Every 2 Weeks | No | Newly Installed in 2020 | 4 | Yes | 5 | Yes | 0.25 | No | ([DepOfGrease] + [DepOfSolids]) / ([DepOfGrease] + [DepOfSolids] + [DepOfWater]) | 0.25 | Yes | (([DepOfGrease] + [DepOfSolids]) / ([DepOfGrease] + [DepOfSolids] + [DepOfWater])) * 1.05
|  |  |  | Courtney's Bakery | 10318 | 7773 Coldwater Rd., Coldwater Rd., 7773, Fort Wayne 46825
[7 empty] | EX200 | IN-FLOOR | In-Floor under the 3 Basin Sink | Schier Products | 2024-05-02 |  | 20 | gpm |  | in | Every 2 Weeks | Yes | replaced 5.2.24 | 4 | Yes | 5 | Yes | 0.25 | No | ([DepOfGrease] + [DepOfSolids]) / ([DepOfGrease] + [DepOfSolids] + [DepOfWater]) | 0.25 | Yes | (([DepOfGrease] + [DepOfSolids]) / ([DepOfGrease] + [DepOfSolids] + [DepOfWater])) * 1.05
|  |  |  | Coventry Meadows Assisted Living | 1108 | 7833 W. Jefferson Blvd., Jefferson Blvd., W., 7833, Fort Wayne 46804
[7 empty] | EX100 | OUTDOOR |  |  |  |  | 1000 | gal |  | in |  | No |  | 4 | Yes | 5 | Yes | 0.25 | No | ([DepOfGrease] + [DepOfSolids]) / ([DepOfGrease] + [DepOfSolids] + [DepOfWater]) | 0.25 | Yes | (([DepOfGrease] + [DepOfSolids]) / ([DepOfGrease] + [DepOfSolids] + [DepOfWater])) * 1.05
|  |  |  | Coventry Meadows LLC | 10205 | 7843 W. Jefferson Blvd., Jefferson Blvd., W., 7843, Fort Wayne 46804
[7 empty] | EX100 | OUTDOOR |  |  |  |  | 1000 | gal |  | in |  | No |  | 4 | Yes | 5 | Yes | 0.25 | No | ([DepOfGrease] + [DepOfSolids]) / ([DepOfGrease] + [DepOfSolids] + [DepOfWater]) | 0.25 | Yes | (([DepOfGrease] + [DepOfSolids]) / ([DepOfGrease] + [DepOfSolids] + [DepOfWater])) * 1.05
|  |  |  | Coventry Meadows Nursing Home | 17341 | 7843 W. Jefferson Blvd., Fort Wayne 46804
|  |  |  | Covington Elementary School | 9470 | 2430 W. Hamilton Rd. S., Hamilton Rd. S., W., 2430, Fort Wayne 46814
|  |  |  | Coyote Creek Bar & Grill | 17784 | 4935 Hillegas Rd., Hillegas Rd., 4935, Fort Wayne 46818
[7 empty] | EX200 | ABOVE-FLOOR | L of 3 basin sink | Canplas |  |  | 20 | gpm |  | in | Weekly | No |  | 4 | Yes | 5 | Yes | 0.25 | No | ([DepOfGrease] + [DepOfSolids]) / ([DepOfGrease] + [DepOfSolids] + [DepOfWater]) | 0.25 | Yes | (([DepOfGrease] + [DepOfSolids]) / ([DepOfGrease] + [DepOfSolids] + [DepOfWater])) * 1.05
[7 empty] | EX201 | ABOVE-FLOOR | L of prewash sink | Canplas |  |  | 20 | gpm |  | in | Weekly | No |  | 4 | Yes | 5 | Yes | 0.25 | No | ([DepOfGrease] + [DepOfSolids]) / ([DepOfGrease] + [DepOfSolids] + [DepOfWater]) | 0.25 | Yes | (([DepOfGrease] + [DepOfSolids]) / ([DepOfGrease] + [DepOfSolids] + [DepOfWater])) * 1.05
|  |  |  | Coyote Creek Golf Cart Wash Station | 1307 | 4935 Hillegas Rd., Hillegas Rd., 4935, Fort Wayne 46818
[7 empty] | EX311 | OUTDOOR | 2-Manholes located to the west of the garage door in far south parking stall |  |  |  | 1000 | gal |  | in | Quarterly | Yes |  | 4 | Yes | 5 | Yes | 0.25 | No | ([DepOfGrease] + [DepOfSolids]) / ([DepOfGrease] + [DepOfSolids] + [DepOfWater]) | 0.25 | Yes | (([DepOfGrease] + [DepOfSolids]) / ([DepOfGrease] + [DepOfSolids] + [DepOfWater])) * 1.05
|  |  |  | Cozumel Restaurante Mexicano | 9431 | 2202 Fairfield Ave., Fairfield Ave., 2202, Fort Wayne 46802
[7 empty] | EX200 | IN-FLOOR | Located in the floor in front of the employee restrooms, grey plastic. | Canplas | 2010-12-21 |  | 20 | gpm |  | in | Every 2 Weeks | No |  | 4 | Yes | 5 | Yes | 0.25 | No | ([DepOfGrease] + [DepOfSolids]) / ([DepOfGrease] + [DepOfSolids] + [DepOfWater]) | 0.25 | Yes | (([DepOfGrease] + [DepOfSolids]) / ([DepOfGrease] + [DepOfSolids] + [DepOfWater])) * 1.05
|  |  |  | Cracker Barrel Old Country Store | 7715 | 10427 Maysville Rd., Maysville Rd., 10427, Fort Wayne 46835
[7 empty] | EX100 | OUTDOOR | North of building in drive way (2manholes) | Unknown |  |  | 1500 | gal |  | in |  | No |  | 4 | Yes | 5 | Yes | 0.25 | No | ([DepOfGrease] + [DepOfSolids]) / ([DepOfGrease] + [DepOfSolids] + [DepOfWater]) | 0.25 | Yes | (([DepOfGrease] + [DepOfSolids]) / ([DepOfGrease] + [DepOfSolids] + [DepOfWater])) * 1.05
|  |  |  | Cracker Barrel Old Country Store #62 | 1208 | 1609 W. Washington Ctr. Rd., Washington Ctr. Rd., W., 1609, Fort Wayne 46818
[7 empty] | EX100 | OUTDOOR | Grease trap located on the south side of the building |  |  |  | 1000 | gal |  | in |  | No |  | 4 | Yes | 5 | Yes | 0.25 | No | ([DepOfGrease] + [DepOfSolids]) / ([DepOfGrease] + [DepOfSolids] + [DepOfWater]) | 0.25 | Yes | (([DepOfGrease] + [DepOfSolids]) / ([DepOfGrease] + [DepOfSolids] + [DepOfWater])) * 1.05
|  |  |  | Crane Bar - Union Street Market | 18320 | 1622 Broadway - W10, Fort Wayne 46802
|  |  |  | Crazy Pinz Inc.(CUGC) | 9289 | 1414 Northland Blvd., Northland Blvd., 1414, Fort Wayne 46825
[7 empty] | EX100 | OUTDOOR | W of building by sidewalk; 2 access manholes; cement risers crushed | Unknown |  |  | 1000 | gal |  | in | SemiAnnual | No |  | 4 | Yes | 5 | Yes | 0.25 | No | ([DepOfGrease] + [DepOfSolids]) / ([DepOfGrease] + [DepOfSolids] + [DepOfWater]) | 0.25 | Yes | (([DepOfGrease] + [DepOfSolids]) / ([DepOfGrease] + [DepOfSolids] + [DepOfWater])) * 1.05
[7 empty] | EX150 |  | solids interceptor in kitchen | Canplas |  |  |  | gal |  | in | Every 2 Weeks | No |  | 4 | Yes | 5 | Yes | 0.25 | No | ([DepOfGrease] + [DepOfSolids]) / ([DepOfGrease] + [DepOfSolids] + [DepOfWater]) | 0.25 | Yes | (([DepOfGrease] + [DepOfSolids]) / ([DepOfGrease] + [DepOfSolids] + [DepOfWater])) * 1.05
[7 empty] | EX201 | ABOVE-FLOOR | under coffee sink | Zurn |  |  | 4 | gpm |  | in | Every 2 Weeks | No |  | 4 | Yes | 5 | Yes | 0.25 | No | ([DepOfGrease] + [DepOfSolids]) / ([DepOfGrease] + [DepOfSolids] + [DepOfWater]) | 0.25 | Yes | (([DepOfGrease] + [DepOfSolids]) / ([DepOfGrease] + [DepOfSolids] + [DepOfWater])) * 1.05
[7 empty] | EX202 | ABOVE-FLOOR | under bar 4 basin sink | Zurn |  |  | 4 | gpm |  | in | Every 2 Weeks | No |  | 4 | Yes | 5 | Yes | 0.25 | No | ([DepOfGrease] + [DepOfSolids]) / ([DepOfGrease] + [DepOfSolids] + [DepOfWater]) | 0.25 | Yes | (([DepOfGrease] + [DepOfSolids]) / ([DepOfGrease] + [DepOfSolids] + [DepOfWater])) * 1.05
[7 empty] | EX203 | ABOVE-FLOOR | SW 1 basin sink | Zurn |  |  | 4 | gpm |  | in | Every 2 Weeks | No |  | 4 | Yes | 5 | Yes | 0.25 | No | ([DepOfGrease] + [DepOfSolids]) / ([DepOfGrease] + [DepOfSolids] + [DepOfWater]) | 0.25 | Yes | (([DepOfGrease] + [DepOfSolids]) / ([DepOfGrease] + [DepOfSolids] + [DepOfWater])) * 1.05
[7 empty] | EX204 | ABOVE-FLOOR | SE 1 Basin sink | Zurn |  |  | 4 | gpm |  | in | Every 2 Weeks | No |  | 4 | Yes | 5 | Yes | 0.25 | No | ([DepOfGrease] + [DepOfSolids]) / ([DepOfGrease] + [DepOfSolids] + [DepOfWater]) | 0.25 | Yes | (([DepOfGrease] + [DepOfSolids]) / ([DepOfGrease] + [DepOfSolids] + [DepOfWater])) * 1.05
|  |  |  | Crescendo Café (CUGC) | 18350 | 258 W. Main St., Fort Wayne 46802
[7 empty] | EX100 | OUTDOOR |  | N/A | 2024-07-26 |  | 1000 | gal |  | in | Quarterly | No |  | 4 | Yes | 5 | Yes | 0.25 | No | ([DepOfGrease] + [DepOfSolids]) / ([DepOfGrease] + [DepOfSolids] + [DepOfWater]) | 0.25 | Yes | (([DepOfGrease] + [DepOfSolids]) / ([DepOfGrease] + [DepOfSolids] + [DepOfWater])) * 1.05
|  |  |  | Crispy Cones | 18449 | 5129 Illinois Rd. Ste. 106, Illinois Rd., 5129 Ste 106, Fort Wayne 46803
[7 empty] | EX 002 | IN-FLOOR | Grease Trap | Scier Products |  |  | 25 | gpm |  | in | Every 2 Weeks | No | Installed in 2025 | 4 | Yes | 5 | Yes | 0.25 | No | ([DepOfGrease] + [DepOfSolids]) / ([DepOfGrease] + [DepOfSolids] + [DepOfWater]) | 0.25 | Yes | (([DepOfGrease] + [DepOfSolids]) / ([DepOfGrease] + [DepOfSolids] + [DepOfWater])) * 1.05
|  |  |  | Croninger Elementary School | 10116 | 6700 Trier Rd., Trier Rd., 6700, Fort Wayne 46815
|  |  |  | Crosby Excavating | 17447 | 1030 Osage St., Fort Wayne 46805
|  |  |  | Crossroad Child & Family Services | 0129 | 2525 Lake Ave., Lake Ave., 2525, Fort Wayne 46805
|  |  |  | Crumbl Cookie | 0143 | 1034 S. Thomas Rd. Ste. 116, Thomas Rd., S., 1034, Ste. 116, Fort Wayne 46804
[7 empty] | EX200 | IN-FLOOR | Under three basin sink | Schier Products | 2022-11-22 |  | 50 | gpm |  | in |  | Yes |  | 4 | Yes | 5 | Yes | 0.25 | No | ([DepOfGrease] + [DepOfSolids]) / ([DepOfGrease] + [DepOfSolids] + [DepOfWater]) | 0.25 | Yes | (([DepOfGrease] + [DepOfSolids]) / ([DepOfGrease] + [DepOfSolids] + [DepOfWater])) * 1.05
|  |  |  | Crumbl Cookie | 18117 | 433 W. Coliseum Blvd., Fort Wayne 46805
[7 empty] | EX200 | IN-FLOOR | by the back door and employee restroom | Schier Products | 2023-05-19 |  | 75 | gpm |  | in |  | No |  | 4 | Yes | 5 | Yes | 0.25 | No | ([DepOfGrease] + [DepOfSolids]) / ([DepOfGrease] + [DepOfSolids] + [DepOfWater]) | 0.25 | Yes | (([DepOfGrease] + [DepOfSolids]) / ([DepOfGrease] + [DepOfSolids] + [DepOfWater])) * 1.05
|  |  |  | CSC of Indiana | 18418 | 2190 Summit St., New Haven 46774
[7 empty] | EX311 |  | Water Based Ink | [6 empty] | in |  | No |  | 4 | Yes | 5 | Yes | 0.25 | No | ([DepOfGrease] + [DepOfSolids]) / ([DepOfGrease] + [DepOfSolids] + [DepOfWater]) | 0.25 | Yes | (([DepOfGrease] + [DepOfSolids]) / ([DepOfGrease] + [DepOfSolids] + [DepOfWater])) * 1.05
|  |  |  | Culver's | 17418 | 6527 W. Jefferson Blvd, Fort Wayne 46804
|  |  |  | Culver's #494 (CUGC) | 1233 | 6026 Stellhorn Rd., Stellhorn Rd., 6026, Fort Wayne 46815
[7 empty] | EX100 | OUTDOOR | West Side of Building in the parking stall closest to the door. |  |  |  | 1500 | gal |  | in | Quarterly | No |  | 4 | Yes | 5 | Yes | 0.25 | No | ([DepOfGrease] + [DepOfSolids]) / ([DepOfGrease] + [DepOfSolids] + [DepOfWater]) | 0.25 | Yes | (([DepOfGrease] + [DepOfSolids]) / ([DepOfGrease] + [DepOfSolids] + [DepOfWater])) * 1.05
|  |  |  | Culver's #476 | 3214 | 1425 W. Washington Ctr. Rd., Washington Ctr. Rd., W., 1425, Fort Wayne 46825
[7 empty] | EX100 | OUTDOOR | Located in parking stall on west side of building, near middle of building. It has two access manholes. Both the inlet and outlet tees are in place | Unknown | 2012-11-01 |  | 1000 | gal |  | in | Quarterly | Yes | Installed the outside grease trap when culvers remodel from the previous owners (Cosmos) | 4 | Yes | 5 | Yes | 0.25 | No | ([DepOfGrease] + [DepOfSolids]) / ([DepOfGrease] + [DepOfSolids] + [DepOfWater]) | 0.25 | Yes | (([DepOfGrease] + [DepOfSolids]) / ([DepOfGrease] + [DepOfSolids] + [DepOfWater])) * 1.05
[7 empty] | EX500 | IN-FLOOR | No Longer in service3-Basin Connected to grease trap |  |  | 2012-10-29 |  | gal |  | in |  | No | Inside grease trap was removed when remodeled from Cosmo's to Culvers | 4 | Yes | 5 | Yes | 0.25 | No | ([DepOfGrease] + [DepOfSolids]) / ([DepOfGrease] + [DepOfSolids] + [DepOfWater]) | 0.25 | Yes | (([DepOfGrease] + [DepOfSolids]) / ([DepOfGrease] + [DepOfSolids] + [DepOfWater])) * 1.05
[7 empty] | EX501 | ABOVE-FLOOR | No Longer in Service - Pre Rinse Sink connected to grease trap |  | 2008-10-10 | 2012-10-29 |  | gal |  | in |  | Yes | Removed when the facility was remodeled from Cosmo's to Culver's | 4 | Yes | 5 | Yes | 0.25 | No | ([DepOfGrease] + [DepOfSolids]) / ([DepOfGrease] + [DepOfSolids] + [DepOfWater]) | 0.25 | Yes | (([DepOfGrease] + [DepOfSolids]) / ([DepOfGrease] + [DepOfSolids] + [DepOfWater])) * 1.05
|  |  |  | Culver's (CUGC) | 18373 | 6244 IN-930, Fort Wayne 46803
[7 empty] | EX100 | OUTDOOR | West side of the building in a parking spot |  | 2025-02-14 |  | 1500 | gal |  | in | Quarterly | No |  | 4 | Yes | 5 | Yes | 0.25 | No | ([DepOfGrease] + [DepOfSolids]) / ([DepOfGrease] + [DepOfSolids] + [DepOfWater]) | 0.25 | Yes | (([DepOfGrease] + [DepOfSolids]) / ([DepOfGrease] + [DepOfSolids] + [DepOfWater])) * 1.05
|  |  |  | Culver's Frozen Custard | 9663 | 3510 E. Dupont Rd., Dupont Rd., E., 3510, Fort Wayne 46825
[7 empty] | EX100 | OUTDOOR | Located in parking stalls on north side of building | Unknown |  |  | 1000 | gal |  | in |  | No |  | 4 | Yes | 5 | Yes | 0.25 | No | ([DepOfGrease] + [DepOfSolids]) / ([DepOfGrease] + [DepOfSolids] + [DepOfWater]) | 0.25 | Yes | (([DepOfGrease] + [DepOfSolids]) / ([DepOfGrease] + [DepOfSolids] + [DepOfWater])) * 1.05
|  |  |  | Curly's Village Inn | 3027 | 4205 Bluffton Rd., Bluffton Rd., 4205, Fort Wayne 46809
[7 empty] | 200 | ABOVE-FLOOR | Steel above floor | Watts Water Technology | 2026-03-19 |  | 20 | gal |  | in | Every 2 Weeks | No |  | 4 | Yes | 5 | Yes | 0.25 | No | ([DepOfGrease] + [DepOfSolids]) / ([DepOfGrease] + [DepOfSolids] + [DepOfWater]) | 0.25 | Yes | (([DepOfGrease] + [DepOfSolids]) / ([DepOfGrease] + [DepOfSolids] + [DepOfWater])) * 1.05
|  |  |  | Curt's Café and Round Table Games | 18211 | 5511 Coldwater Rd. Ste. A and B, Fort Wayne 46825
[7 empty] | EX200 | IN-FLOOR | Under the 3-basin sink | Schier Products | 2024-02-02 |  | 20 | gpm |  | in |  | Yes |  | 4 | Yes | 5 | Yes | 0.25 | No | ([DepOfGrease] + [DepOfSolids]) / ([DepOfGrease] + [DepOfSolids] + [DepOfWater]) | 0.25 | Yes | (([DepOfGrease] + [DepOfSolids]) / ([DepOfGrease] + [DepOfSolids] + [DepOfWater])) * 1.05
|  |  |  | Custer | 17951 | 6116 Cross Creek Blvd, Cross Creek Blvd., 6116, Fort Wayne 46818
|  |  |  | CVS/Pharmacy #1918 | 10044 | 6279 E. State Blvd., State Blvd., E., 6279, Fort Wayne 46815
|  |  |  | CWC Logistics | 17674 | 3402 Meyer Road, Fort Wayne 46803
|  |  |  | Dae Gee (CUGC) | 1998 | 4910 N. Clinton St., Clinton St., N., 4910, Fort Wayne 46825
[7 empty] | EX100 | OUTDOOR | 1000 gallon, in ground, concrete | Unknown | 2015-03-04 |  | 1000 | gal |  | in | Quarterly | Yes | Located to the east of the building, 2 manhole access, outside of the back door. | 4 | Yes | 5 | Yes | 0.25 | No | ([DepOfGrease] + [DepOfSolids]) / ([DepOfGrease] + [DepOfSolids] + [DepOfWater]) | 0.25 | Yes | (([DepOfGrease] + [DepOfSolids]) / ([DepOfGrease] + [DepOfSolids] + [DepOfWater])) * 1.05
|  |  |  | Dairy Farmers of America | 18246 | 1100 S 9th St, Goshen 46526
|  |  |  | Dairy Farmers of America (DFA Dairy Brands) | 17940 | 1019 Flaxmill Rd, Huntington 46803
|  |  |  | Dairy Queen | 10155 | 7103 W. Jefferson Blvd., Jefferson Blvd., W., 7103, Fort Wayne 46804
|  |  |  | Dairy Queen | 10271 | 10207 Illinois Rd., Illinois Rd., 10207, Fort Wayne 46814
|  |  |  | Dairy Queen | 17715 | 3132 St. Joe Ctr Rd, Fort Wayne 46835
[7 empty] | EX100 | OUTDOOR | Located on the SE corner of the building in the d/t lane |  |  |  | 1000 | gal |  | in | Quarterly | No |  | 4 | Yes | 5 | Yes | 0.25 | No | ([DepOfGrease] + [DepOfSolids]) / ([DepOfGrease] + [DepOfSolids] + [DepOfWater]) | 0.25 | Yes | (([DepOfGrease] + [DepOfSolids]) / ([DepOfGrease] + [DepOfSolids] + [DepOfWater])) * 1.05
|  |  |  | Dairy Queen | 18136 | 1980 Copper Mine Passage, Fort Wayne 46818
|  |  |  | Dairy Queen - Hyden Operations | 4045 | 2218 Sherman Blvd., Sherman Blvd., 2218, Fort Wayne 46808
[7 empty] | EX200 | IN-FLOOR | Under 3-compartment sink. | Schier Products |  |  | 15 | gpm |  | in | Quarterly | No |  | 4 | Yes | 5 | Yes | 0.25 | No | ([DepOfGrease] + [DepOfSolids]) / ([DepOfGrease] + [DepOfSolids] + [DepOfWater]) | 0.25 | Yes | (([DepOfGrease] + [DepOfSolids]) / ([DepOfGrease] + [DepOfSolids] + [DepOfWater])) * 1.05
|  |  |  | Dairy Queen #11672 | 4008 | 4438 Lima Rd., Lima Rd., 4438, Fort Wayne 46808
[7 empty] | EX200 | ABOVE-FLOOR | Located under 3-Basin Sink in kitchen |  |  |  | 10 | gpm |  | in |  | No |  | 4 | Yes | 5 | Yes | 0.25 | No | ([DepOfGrease] + [DepOfSolids]) / ([DepOfGrease] + [DepOfSolids] + [DepOfWater]) | 0.25 | Yes | (([DepOfGrease] + [DepOfSolids]) / ([DepOfGrease] + [DepOfSolids] + [DepOfWater])) * 1.05
|  |  |  | Dairy Queen #13244 | 5758 | 501 Lower Huntington Rd., Lower Huntington Rd. 501, Fort Wayne 46819
[7 empty] | EX200 | IN-FLOOR | Located in the floor between the mop sink and 3 compartment sink, grey plastic, Endura brand. | Endura Grease Interceptor | 2018-05-15 |  | 25 | gpm |  | in | Every 2 Weeks | Yes |  | 4 | Yes | 5 | Yes | 0.25 | No | ([DepOfGrease] + [DepOfSolids]) / ([DepOfGrease] + [DepOfSolids] + [DepOfWater]) | 0.25 | Yes | (([DepOfGrease] + [DepOfSolids]) / ([DepOfGrease] + [DepOfSolids] + [DepOfWater])) * 1.05
|  |  |  | Dairy Queen #40915 | 10210 | 8037 Coldwater Rd., Coldwater Rd., 8037, Fort Wayne 46825
[7 empty] | EX100 | OUTDOOR | located W of building in landscaping near drive thru. 2 MHs. | Unknown |  |  | 1000 | gal |  | in | Quarterly | No | Replaced GT from 1.2.2020 inspection | 4 | Yes | 5 | Yes | 0.25 | No | ([DepOfGrease] + [DepOfSolids]) / ([DepOfGrease] + [DepOfSolids] + [DepOfWater]) | 0.25 | Yes | (([DepOfGrease] + [DepOfSolids]) / ([DepOfGrease] + [DepOfSolids] + [DepOfWater])) * 1.05
|  |  |  | Dairy Queen #42523 | 0031 | 10180 Maysville Rd., Maysville Rd., 10180, Fort Wayne 46835
[7 empty] | EX100 | OUTDOOR | Located on southwest side of building | Unknown |  |  | 1000 | gal |  | in | Quarterly | No |  | 4 | Yes | 5 | Yes | 0.25 | No | ([DepOfGrease] + [DepOfSolids]) / ([DepOfGrease] + [DepOfSolids] + [DepOfWater]) | 0.25 | Yes | (([DepOfGrease] + [DepOfSolids]) / ([DepOfGrease] + [DepOfSolids] + [DepOfWater])) * 1.05
|  |  |  | Dairy Queen #45536 | 17714 | 5115 E. Dupont Rd., Dupont Rd., E., 5115, Fort Wayne 46825
[7 empty] | EX100 | OUTDOOR | In ground 2 manhole |  |  |  | 1000 | gal |  | in | Quarterly | No |  | 4 | Yes | 5 | Yes | 0.25 | No | ([DepOfGrease] + [DepOfSolids]) / ([DepOfGrease] + [DepOfSolids] + [DepOfWater]) | 0.25 | Yes | (([DepOfGrease] + [DepOfSolids]) / ([DepOfGrease] + [DepOfSolids] + [DepOfWater])) * 1.05
|  |  |  | Dairy Queen #45992 | 17934 | 3103 N. Anthony Blvd., Fort Wayne 46805
[7 empty] | EX100 | OUTDOOR | Located in the parking lot, 2 manholes on the south side of the building |  | 2021-08-01 | 2021-08-01 | 1000 | gal |  | in | Quarterly | Yes |  | 4 | Yes | 5 | Yes | 0.25 | No | ([DepOfGrease] + [DepOfSolids]) / ([DepOfGrease] + [DepOfSolids] + [DepOfWater]) | 0.25 | Yes | (([DepOfGrease] + [DepOfSolids]) / ([DepOfGrease] + [DepOfSolids] + [DepOfWater])) * 1.05
|  |  |  | Daisy Dairy | 18258 | 3600 Daisy Way, Wooster 44691
|  |  |  | Daisy's Mini Mart | 1275 | 2001 Maumee Ave, Maumee Ave., 2001, Fort Wayne 46803
[7 empty] | EX600 |  | No grease trap onsite |  |  |  |  | gal |  | in |  | No |  | 4 | Yes | 5 | Yes | 0.25 | No | ([DepOfGrease] + [DepOfSolids]) / ([DepOfGrease] + [DepOfSolids] + [DepOfWater]) | 0.25 | Yes | (([DepOfGrease] + [DepOfSolids]) / ([DepOfGrease] + [DepOfSolids] + [DepOfWater])) * 1.05
|  |  |  | Dana's/Night Train (CUGC) | 6293 | 135 W. Columbia St., 617 S Harrison St., Fort Wayne 46802
[7 empty] | EX100 | OUTDOOR | Located on the south side of the building |  | 2022-08-01 |  | 1000 | gal |  | in |  | Yes |  | 4 | Yes | 5 | Yes | 0.25 | No | ([DepOfGrease] + [DepOfSolids]) / ([DepOfGrease] + [DepOfSolids] + [DepOfWater]) | 0.25 | Yes | (([DepOfGrease] + [DepOfSolids]) / ([DepOfGrease] + [DepOfSolids] + [DepOfWater])) * 1.05
|  |  |  | Dannon Co. | 18460 | 216 South Gate, Minister 45865
|  |  |  | Danny's Food Mart #2 | 1308 | 4832 S. Calhoun St., Calhoun St., S., 4832, Fort Wayne 46807
[7 empty] | EX200 | IN-FLOOR | In floor to the right of the 3 basin sink |  | 2014-05-01 |  | 15 | gpm |  | in |  | No |  | 4 | Yes | 5 | Yes | 0.25 | No | ([DepOfGrease] + [DepOfSolids]) / ([DepOfGrease] + [DepOfSolids] + [DepOfWater]) | 0.25 | Yes | (([DepOfGrease] + [DepOfSolids]) / ([DepOfGrease] + [DepOfSolids] + [DepOfWater])) * 1.05
|  |  |  | Danny's Food Mart #7 | 3607 | 4233 N. Clinton St., Clinton St., N., 4233, Fort Wayne 46825
[7 empty] | EX200 | IN-FLOOR | Located left of the 3 compartment sink, in the floor, 20 gpm, grey plastic. | Canplas |  |  | 20 | gpm |  | in | Monthly | No | Already in place from previous facility. | 4 | Yes | 5 | Yes | 0.25 | No | ([DepOfGrease] + [DepOfSolids]) / ([DepOfGrease] + [DepOfSolids] + [DepOfWater]) | 0.25 | Yes | (([DepOfGrease] + [DepOfSolids]) / ([DepOfGrease] + [DepOfSolids] + [DepOfWater])) * 1.05
|  |  |  | Dash-In | 9160 | 814 S. Calhoun St., Calhoun St., S., 814, Fort Wayne 46802
|  |  |  | Davey's Delicious Bagels & Bakery | 17859 | 1006 Broadway, Fort Wayne 46803
|  |  |  | Days Inn | 9238 | 1161 W. Washington Ctr. Rd., Washington Ctr. Rd., W., 1161, Fort Wayne 46825
[7 empty] | EX200 | ABOVE-FLOOR | Located right of the 3 compartment sink, under the counter, above the floor. | Prima Supply |  |  | 20 | gpm |  | in | Every 2 Weeks | No |  | 4 | Yes | 5 | Yes | 0.25 | No | ([DepOfGrease] + [DepOfSolids]) / ([DepOfGrease] + [DepOfSolids] + [DepOfWater]) | 0.25 | Yes | (([DepOfGrease] + [DepOfSolids]) / ([DepOfGrease] + [DepOfSolids] + [DepOfWater])) * 1.05
|  |  |  | DD's Eatery | 0329 | 3103 Oxford St., Oxford St., 3103, Fort Wayne 46806
[7 empty] | EX200 | ABOVE-FLOOR | next to the three basin sink | Schier Products |  |  | 20 | gpm |  | in |  | No |  | 4 | Yes | 5 | Yes | 0.25 | No | ([DepOfGrease] + [DepOfSolids]) / ([DepOfGrease] + [DepOfSolids] + [DepOfWater]) | 0.25 | Yes | (([DepOfGrease] + [DepOfSolids]) / ([DepOfGrease] + [DepOfSolids] + [DepOfWater])) * 1.05
|  |  |  | DeBrand Fine Chocolates | 10261 | 10105 Auburn Park Dr., Auburn Park Dr., 10105, Fort Wayne 46825
[7 empty] | EX100 | OUTDOOR |  |  |  |  | 1000 | gal |  | in |  | No |  | 4 | Yes | 5 | Yes | 0.25 | No | ([DepOfGrease] + [DepOfSolids]) / ([DepOfGrease] + [DepOfSolids] + [DepOfWater]) | 0.25 | Yes | (([DepOfGrease] + [DepOfSolids]) / ([DepOfGrease] + [DepOfSolids] + [DepOfWater])) * 1.05
|  |  |  | DeBrand Fine Chocolates | 10349 | 4110 W. Jefferson Blvd., Ste. D1, Jefferson Blvd., W., 4110, Ste. D1, Fort Wayne 46804
[7 empty] | EX200 | ABOVE-FLOOR | Located in the back kitchen between the dishwasher and washing machine. | Unknown | 2017-06-01 |  | 20 | gpm |  | in | SemiAnnual | Yes | Allen wrench required to open it. North Side Plumbing is contracted to clean the grease interceptor every 6 months. | 4 | Yes | 5 | Yes | 0.25 | No | ([DepOfGrease] + [DepOfSolids]) / ([DepOfGrease] + [DepOfSolids] + [DepOfWater]) | 0.25 | Yes | (([DepOfGrease] + [DepOfSolids]) / ([DepOfGrease] + [DepOfSolids] + [DepOfWater])) * 1.05
|  |  |  | Deer Park Irish Pub | 9305 | 1530 Leesburg Rd., Leesburg Rd., 1530, Fort Wayne 46808
[7 empty] | 200 | ABOVE-FLOOR | Grease Trap | Schier Products |  |  | 25 | gpm |  | in | Every 2 Weeks | No | In basement installed in 2025 Inlet/outlet tee in place w/ diffuser | 4 | Yes | 5 | Yes | 0.25 | No | ([DepOfGrease] + [DepOfSolids]) / ([DepOfGrease] + [DepOfSolids] + [DepOfWater]) | 0.25 | Yes | (([DepOfGrease] + [DepOfSolids]) / ([DepOfGrease] + [DepOfSolids] + [DepOfWater])) * 1.05
|  |  |  | Deer Ridge Elementary School | 9312 | 1515 S. Scott Rd., Scott Rd., S., 1515, Fort Wayne 46818
[7 empty] | EX100 | OUTDOOR |  |  |  |  | 1000 | gal |  | in |  | No |  | 4 | Yes | 5 | Yes | 0.25 | No | ([DepOfGrease] + [DepOfSolids]) / ([DepOfGrease] + [DepOfSolids] + [DepOfWater]) | 0.25 | Yes | (([DepOfGrease] + [DepOfSolids]) / ([DepOfGrease] + [DepOfSolids] + [DepOfWater])) * 1.05
|  |  |  | Deister Machine Company | 18227 | 1933 E Wayne St., Fort Wayne 46803
[7 empty] | EX600 |  | See Comments for location | [6 empty] | in |  | No |  | 4 | Yes | 5 | Yes | 0.25 | No | ([DepOfGrease] + [DepOfSolids]) / ([DepOfGrease] + [DepOfSolids] + [DepOfWater]) | 0.25 | Yes | (([DepOfGrease] + [DepOfSolids]) / ([DepOfGrease] + [DepOfSolids] + [DepOfWater])) * 1.05
|  |  |  | DEMOLISHED | 1934 | 317 E. Coliseum Blvd., Coliseum Blvd., E., 317, Fort Wayne 46805
[7 empty] | EX100 | OUTDOOR | Located in the fenced area on the east side of the building, near back door | Unknown |  |  | 1000 | gal |  | in | Monthly | No |  | 4 | Yes | 5 | Yes | 0.25 | No | ([DepOfGrease] + [DepOfSolids]) / ([DepOfGrease] + [DepOfSolids] + [DepOfWater]) | 0.25 | Yes | (([DepOfGrease] + [DepOfSolids]) / ([DepOfGrease] + [DepOfSolids] + [DepOfWater])) * 1.05
|  |  |  | DEMOLISHED | 6610 | 6800 Bluffton Rd., Bluffton Rd., 6800, Fort Wayne 46809
[7 empty] | EX100 | OUTDOOR | W side of building in landscape. | Unknown |  |  | 1000 | gal |  | in | Quarterly | No | on 2.26.21, could not observe outlet tee or inlet. Need to inspect interior of tank. | 4 | Yes | 5 | Yes | 0.25 | No | ([DepOfGrease] + [DepOfSolids]) / ([DepOfGrease] + [DepOfSolids] + [DepOfWater]) | 0.25 | Yes | (([DepOfGrease] + [DepOfSolids]) / ([DepOfGrease] + [DepOfSolids] + [DepOfWater])) * 1.05
|  |  |  | Destiny Life Center | 9674 | 3601 Warsaw St., Warsaw St., 3601, Fort Wayne 46806
|  |  |  | Dicky's 21 Tap | 4558 | 2910 Maplecrest Rd., Maplecrest Rd., 2910, Fort Wayne 46815
[7 empty] | EX200 | ABOVE-FLOOR | Under the 3 Basin sink | . | 2024-09-12 |  | 20 | gal |  | in | Every 2 Weeks | No |  | 4 | Yes | 5 | Yes | 0.25 | No | ([DepOfGrease] + [DepOfSolids]) / ([DepOfGrease] + [DepOfSolids] + [DepOfWater]) | 0.25 | Yes | (([DepOfGrease] + [DepOfSolids]) / ([DepOfGrease] + [DepOfSolids] + [DepOfWater])) * 1.05
[7 empty] | EX201 | ABOVE-FLOOR | under prewash sink |  |  |  | 20 | gpm |  | in | Every 2 Weeks | No |  | 4 | Yes | 5 | Yes | 0.25 | No | ([DepOfGrease] + [DepOfSolids]) / ([DepOfGrease] + [DepOfSolids] + [DepOfWater]) | 0.25 | Yes | (([DepOfGrease] + [DepOfSolids]) / ([DepOfGrease] + [DepOfSolids] + [DepOfWater])) * 1.05
[7 empty] | EX800 | IN-FLOOR | Located in kitchen under 3-basin sink | Unknown |  |  |  | gal |  | in | Every 2 Weeks | No |  | 4 | Yes | 5 | Yes | 0.25 | No | ([DepOfGrease] + [DepOfSolids]) / ([DepOfGrease] + [DepOfSolids] + [DepOfWater]) | 0.25 | Yes | (([DepOfGrease] + [DepOfSolids]) / ([DepOfGrease] + [DepOfSolids] + [DepOfWater])) * 1.05
|  |  |  | Diesel USA Group | 17702 | 2732 Broadway, Broadway, 2732, Fort Wayne 46807
[7 empty] | EX600 |  | No oil/sand separator |  |  |  |  | gal |  | in |  | No | Inspected 4.25.19 | 4 | Yes | 5 | Yes | 0.25 | No | ([DepOfGrease] + [DepOfSolids]) / ([DepOfGrease] + [DepOfSolids] + [DepOfWater]) | 0.25 | Yes | (([DepOfGrease] + [DepOfSolids]) / ([DepOfGrease] + [DepOfSolids] + [DepOfWater])) * 1.05
|  |  |  | Diplomat Nutrition | 17769 | 4119 Diplomat Plaza, Diplomat Plaza, 4119, Fort Wayne 46806
[7 empty] | EX200 | ABOVE-FLOOR | R of 3 basin sink | BK Resources | 2019-12-09 |  | 20 | gpm |  | in | Monthly | No |  | 4 | Yes | 5 | Yes | 0.25 | No | ([DepOfGrease] + [DepOfSolids]) / ([DepOfGrease] + [DepOfSolids] + [DepOfWater]) | 0.25 | Yes | (([DepOfGrease] + [DepOfSolids]) / ([DepOfGrease] + [DepOfSolids] + [DepOfWater])) * 1.05
|  |  |  | Dirty Dough | 9316 | 1525 W. Dupont Rd., Dupont Rd., W., 1525, Fort Wayne 46825
[7 empty] | EX200 | ABOVE-FLOOR | In kitchen under the 3-basin sink. | Schier Products | 2023-10-20 |  | 35 | gpm |  | in |  | Yes |  | 4 | Yes | 5 | Yes | 0.25 | No | ([DepOfGrease] + [DepOfSolids]) / ([DepOfGrease] + [DepOfSolids] + [DepOfWater]) | 0.25 | Yes | (([DepOfGrease] + [DepOfSolids]) / ([DepOfGrease] + [DepOfSolids] + [DepOfWater])) * 1.05
|  |  |  | Discount Tire | 17894 | 1115 Ave of Autos, Fort Wayne
|  |  |  | Discount Tobacco & More | 18366 | 901 Spring Street, Fort Wayne 46803
[7 empty] | EX200 | ABOVE-FLOOR | Under 3-basin sink |  | 2024-07-03 |  | 20 | gpm |  | in |  | Yes |  | 4 | Yes | 5 | Yes | 0.25 | No | ([DepOfGrease] + [DepOfSolids]) / ([DepOfGrease] + [DepOfSolids] + [DepOfWater]) | 0.25 | Yes | (([DepOfGrease] + [DepOfSolids]) / ([DepOfGrease] + [DepOfSolids] + [DepOfWater])) * 1.05
|  |  |  | Ditch Witch | 18154 | 4418 Merchant Rd., Fort Wayne 46818
[7 empty] | EX311 | OUTDOOR | Southwest corner of the building |  |  |  | 1000 | gal |  | in |  | No | existing trap - there is a tiny access manhole with a storm grate over it on the effluent side. They will need to put a normal 24" manhole over inlet and outlet side 5.17.23 | 4 | Yes | 5 | Yes | 0.25 | No | ([DepOfGrease] + [DepOfSolids]) / ([DepOfGrease] + [DepOfSolids] + [DepOfWater]) | 0.25 | Yes | (([DepOfGrease] + [DepOfSolids]) / ([DepOfGrease] + [DepOfSolids] + [DepOfWater])) * 1.05
|  |  |  | Divert Inc. | 18186 | 2857 Jim Neu Dr., Jim Neu Dr., 2857, Plymouth 46563
|  |  |  | DO McComb and Sons - Tribute Center | 0962 | 2307 W. Main St, Main St., W., 2307, Fort Wayne 46808
[7 empty] | EX311 |  | Sand/Oil Separator |  |  |  |  | gal |  | in |  | No |  | 4 | Yes | 5 | Yes | 0.25 | No | ([DepOfGrease] + [DepOfSolids]) / ([DepOfGrease] + [DepOfSolids] + [DepOfWater]) | 0.25 | Yes | (([DepOfGrease] + [DepOfSolids]) / ([DepOfGrease] + [DepOfSolids] + [DepOfWater])) * 1.05
|  |  |  | DO NOT USE - Nestle USA | 17449 | 4301 W. 73rd St., 73rd St., W., 4301, Anderson 46011
|  |  |  | Do Not Use Abbott Laboratories | 18225 | 901 N Centerville Rd, Sturgis 49091
|  |  |  | Dollar City Market | 1050 | 5443 S. Anthony Blvd., Anthony Blvd., S., 5443, Fort Wayne
|  |  |  | Dollar General | 10058 | 6320 Bluffton Rd., Bluffton Rd., 6320, Fort Wayne 46809
|  |  |  | Dollar General | 17308 | 3201 St. Joe Center Rd., St. Joe Center Rd., 3201, Fort Wayne 46835
[7 empty] | EX600 |  | No Grease Trap |  |  |  |  | gal |  | in |  | No |  | 4 | Yes | 5 | Yes | 0.25 | No | ([DepOfGrease] + [DepOfSolids]) / ([DepOfGrease] + [DepOfSolids] + [DepOfWater]) | 0.25 | Yes | (([DepOfGrease] + [DepOfSolids]) / ([DepOfGrease] + [DepOfSolids] + [DepOfWater])) * 1.05
|  |  |  | Dollar General | 9083 | 417 W. Creighton Ave., Creighton Ave., W., 417, Fort Wayne 46807
|  |  |  | Dollar General | 9379 | 1915 E. Tillman Rd., Tillman Rd., E., 1915, Fort Wayne 46816
|  |  |  | Dollar General | 9665 | 3520 N. Anthony Blvd., Anthony Blvd., N., 3520, Fort Wayne 46805
|  |  |  | Dollar General | 9880 | 5307 Decatur Rd., Decatur Rd., 5307, Fort Wayne 46806
|  |  |  | Dollar General Store #4845 | 10080 | 6414 E. State Blvd., State Blvd., E., 6414, Fort Wayne 46815
|  |  |  | Dollar Tree | 10010 | 6043 Stellhorn Rd., Stellhorn Rd., 6043, Fort Wayne 46815
|  |  |  | Dollar Tree | 9177 | 914 S. Thomas Rd., Thomas Rd., S., 914, Fort Wayne 48604
|  |  |  | Dollar Tree #719 | 9886 | 5321 Coldwater Rd., Coldwater Rd., 5321, Fort Wayne 46825
|  |  |  | Domino's | 17801 | 1532 W. Cook Rd., Cook Rd., W., 1532, Fort Wayne 46825
[7 empty] | EX100 | OUTDOOR | Located east of the building in the drive thru lane. In the concrete slab. | Unknown |  |  | 1000 | gal |  | in |  | No |  | 4 | Yes | 5 | Yes | 0.25 | No | ([DepOfGrease] + [DepOfSolids]) / ([DepOfGrease] + [DepOfSolids] + [DepOfWater]) | 0.25 | Yes | (([DepOfGrease] + [DepOfSolids]) / ([DepOfGrease] + [DepOfSolids] + [DepOfWater])) * 1.05
|  |  |  | Domino's | 18479 | 5905 Bluffton Rd., Fort Wayne 46803
[7 empty] | 200 | IN-FLOOR | GB-50 in floor | Schier Products |  |  | 50 | gal |  | in | Every 2 Weeks | No |  | 4 | Yes | 5 | Yes | 0.25 | No | ([DepOfGrease] + [DepOfSolids]) / ([DepOfGrease] + [DepOfSolids] + [DepOfWater]) | 0.25 | Yes | (([DepOfGrease] + [DepOfSolids]) / ([DepOfGrease] + [DepOfSolids] + [DepOfWater])) * 1.05
|  |  |  | Domino's #2639 | 17770 | 1020 E. Tillman Rd., Tillman Rd., E., 1020, Fort Wayne 46816
[7 empty] | EX100 | OUTDOOR | S of building in drive thru, 2 access manholes | Unknown | 2019-12-11 |  | 1000 | gal |  | in | Quarterly | Yes | inlet and outlet tees in place | 4 | Yes | 5 | Yes | 0.25 | No | ([DepOfGrease] + [DepOfSolids]) / ([DepOfGrease] + [DepOfSolids] + [DepOfWater]) | 0.25 | Yes | (([DepOfGrease] + [DepOfSolids]) / ([DepOfGrease] + [DepOfSolids] + [DepOfWater])) * 1.05
|  |  |  | Domino's #2672 | 17615 | 1940 N. Coliseum Blvd., Coliseum Blvd., N., 1940, Fort Wayne 46805
[7 empty] | EX120 | OUTDOOR | 275 Gallons - OIG, Plastic. Located E of bldg in grass b/w bldg & drive-thru | Schier Products |  |  | 275 | gal |  | in |  | No | 100G GPM | 4 | Yes | 5 | Yes | 0.25 | No | ([DepOfGrease] + [DepOfSolids]) / ([DepOfGrease] + [DepOfSolids] + [DepOfWater]) | 0.25 | Yes | (([DepOfGrease] + [DepOfSolids]) / ([DepOfGrease] + [DepOfSolids] + [DepOfWater])) * 1.05
|  |  |  | Domino's #2674 | 9841 | 4818 Illinois Rd., Illinois Rd., 4818, Fort Wayne 46804
[7 empty] | EX200 | IN-FLOOR | Below 3 basin sink. |  | 2015-09-01 |  | 50 | gpm |  | in | Weekly | No |  | 4 | Yes | 5 | Yes | 0.25 | No | ([DepOfGrease] + [DepOfSolids]) / ([DepOfGrease] + [DepOfSolids] + [DepOfWater]) | 0.25 | Yes | (([DepOfGrease] + [DepOfSolids]) / ([DepOfGrease] + [DepOfSolids] + [DepOfWater])) * 1.05
|  |  |  | Domino's Pizza #2658 | 17456 | 2910 E.Dupont Rd, Dupont Rd., E., 2910, Fort Wayne 46825
[7 empty] | EX200 | ABOVE-FLOOR | Located to left of 3 basin in back dish washing area. Grey plastic low profile | Canplas | 2016-07-20 |  | 25 | gpm |  | in | Monthly | No |  | 4 | Yes | 5 | Yes | 0.25 | No | ([DepOfGrease] + [DepOfSolids]) / ([DepOfGrease] + [DepOfSolids] + [DepOfWater]) | 0.25 | Yes | (([DepOfGrease] + [DepOfSolids]) / ([DepOfGrease] + [DepOfSolids] + [DepOfWater])) * 1.05
|  |  |  | Domino's Pizza #2673 | 17414 | 301 W. Jefferson Blvd. Ste. 135, Jefferson Blvd., W., 301 Ste. 135, Fort Wayne 46802
[7 empty] | EX160 | OUTDOOR | Located in front of store in planting area toward the east end of the building. Two access manholes. No inlet tee, outlet tee in place. |  |  |  | 1000 | gal |  | in | Monthly | No | very deep | 4 | Yes | 5 | Yes | 0.25 | No | ([DepOfGrease] + [DepOfSolids]) / ([DepOfGrease] + [DepOfSolids] + [DepOfWater]) | 0.25 | Yes | (([DepOfGrease] + [DepOfSolids]) / ([DepOfGrease] + [DepOfSolids] + [DepOfWater])) * 1.05
|  |  |  | Don Chava's | 9255 | 1234 N. Wells St., Wells St., N., 1234, Fort Wayne 46808
[7 empty] | EX200 | ABOVE-FLOOR |  | Unknown | [5 empty] | in | Twice Weekly | No |  | 4 | Yes | 5 | Yes | 0.25 | No | ([DepOfGrease] + [DepOfSolids]) / ([DepOfGrease] + [DepOfSolids] + [DepOfWater]) | 0.25 | Yes | (([DepOfGrease] + [DepOfSolids]) / ([DepOfGrease] + [DepOfSolids] + [DepOfWater])) * 1.05
|  |  |  | Don Hall's Commissary Restaurant | 9034 | 216 IN 930, IN 930, 216, New Haven 46774
|  |  |  | Don Hall's Factory Restaurant | 3608 | 5811 Coldwater Rd., Coldwater Rd., 5811, Fort Wayne 46825
[7 empty] | EX200 | OUTDOOR | Located right of the front door |  | 2024-05-23 |  | 1000 | gal |  | in | Every 2 months | Yes | *replaced above floor grease trap with an outdoor 1000 gal grease trap 5.23.24 | 4 | Yes | 5 | Yes | 0.25 | No | ([DepOfGrease] + [DepOfSolids]) / ([DepOfGrease] + [DepOfSolids] + [DepOfWater]) | 0.25 | Yes | (([DepOfGrease] + [DepOfSolids]) / ([DepOfGrease] + [DepOfSolids] + [DepOfWater])) * 1.05
|  |  |  | Don Hall's Food Factory Express | 9306 | 1504 Bluffton Rd., Bluffton Rd., 1504, Fort Wayne 46809
[7 empty] | EX600 |  | Unable to locate grease trap |  |  |  |  | gal |  | in |  | No |  | 4 | Yes | 5 | Yes | 0.25 | No | ([DepOfGrease] + [DepOfSolids]) / ([DepOfGrease] + [DepOfSolids] + [DepOfWater]) | 0.25 | Yes | (([DepOfGrease] + [DepOfSolids]) / ([DepOfGrease] + [DepOfSolids] + [DepOfWater])) * 1.05
|  |  |  | Don Hall's Hollywood | 3601 | 4416 Lima Rd., Lima Rd., 4416, Fort Wayne 46808
|  |  |  | Don Hall's Old Gas House/Takaoka of Japan | 3602 | 305 E. Superior St., Superior St., E., 305, Fort Wayne 46802
|  |  |  | Don Hall's Prime Rib | 3605 | 2005 E. State Blvd., State Blvd., E., 2005, Fort Wayne 46805
|  |  |  | Don Hall's Tavern at Coventry | 9943 | 5745 Coventry Ln., Coventry Ln., 5745, Fort Wayne 46804
|  |  |  | Don Jose's Mexican Grill | 4161 | 236 Fernhill Ave., Fernhill Ave., 236, Fort Wayne 46805
[7 empty] | EX100 | OUTDOOR | South of the building outside back door. | Unknown |  |  | 1000 | gal |  | in | Quarterly | No |  | 4 | Yes | 5 | Yes | 0.25 | No | ([DepOfGrease] + [DepOfSolids]) / ([DepOfGrease] + [DepOfSolids] + [DepOfWater]) | 0.25 | Yes | (([DepOfGrease] + [DepOfSolids]) / ([DepOfGrease] + [DepOfSolids] + [DepOfWater])) * 1.05
|  |  |  | Don Taco #1 | 17491 | 4037 Ice Way, Ice Way, 4037, Fort Wayne 46818
[7 empty] | EX100 | OUTDOOR | North Grease trap on the West side of the building |  | 2017-01-31 |  | 1000 | gal |  | in |  | Yes | for Don Taco | 4 | Yes | 5 | Yes | 0.25 | No | ([DepOfGrease] + [DepOfSolids]) / ([DepOfGrease] + [DepOfSolids] + [DepOfWater]) | 0.25 | Yes | (([DepOfGrease] + [DepOfSolids]) / ([DepOfGrease] + [DepOfSolids] + [DepOfWater])) * 1.05
[7 empty] | EX101 | OUTDOOR | South Grease trap on the West side of the building |  | 2017-01-31 |  | 1000 | gal |  | in |  | No | Not for Don Taco | 4 | Yes | 5 | Yes | 0.25 | No | ([DepOfGrease] + [DepOfSolids]) / ([DepOfGrease] + [DepOfSolids] + [DepOfWater]) | 0.25 | Yes | (([DepOfGrease] + [DepOfSolids]) / ([DepOfGrease] + [DepOfSolids] + [DepOfWater])) * 1.05
|  |  |  | Donald Ross Golf Club | 10154 | 7102 S. Calhoun St., Calhoun St., 7102, Fort Wayne 46807
[7 empty] | EX200 | ABOVE-FLOOR | Under 3-basin sink, above floor. | Zurn Industries, LLC | 2018-06-06 |  | 10 | gpm |  | in | Monthly | Yes | Cleaned by trained staff. | 4 | Yes | 5 | Yes | 0.25 | No | ([DepOfGrease] + [DepOfSolids]) / ([DepOfGrease] + [DepOfSolids] + [DepOfWater]) | 0.25 | Yes | (([DepOfGrease] + [DepOfSolids]) / ([DepOfGrease] + [DepOfSolids] + [DepOfWater])) * 1.05
|  |  |  | Dos Margaritas | 1237 | 4230 N. Clinton St., Clinton St., N., 4230, Fort Wayne 46805
[7 empty] | EX100 | OUTDOOR | Located at the east side of the building in the employee parking spaces. Left of the back door for the employee's. | Unknown | 2021-03-26 |  | 1000 | gal |  | in | Quarterly | Yes | Previous grease trap was deteriorated and had no center baffle. This new OIG GI meets city specs. | 4 | Yes | 5 | Yes | 0.25 | No | ([DepOfGrease] + [DepOfSolids]) / ([DepOfGrease] + [DepOfSolids] + [DepOfWater]) | 0.25 | Yes | (([DepOfGrease] + [DepOfSolids]) / ([DepOfGrease] + [DepOfSolids] + [DepOfWater])) * 1.05
|  |  |  | Dot & Line Brewing Company | 17847 | 2623 Camino Ct., Ste., 102, Fort Wayne 46808
[7 empty] | EX200 | IN-FLOOR | Under the 3 compartment sink behind the bar. | Zurn | 2020-07-29 |  | 20 | gpm |  | in |  | No |  | 4 | Yes | 5 | Yes | 0.25 | No | ([DepOfGrease] + [DepOfSolids]) / ([DepOfGrease] + [DepOfSolids] + [DepOfWater]) | 0.25 | Yes | (([DepOfGrease] + [DepOfSolids]) / ([DepOfGrease] + [DepOfSolids] + [DepOfWater])) * 1.05
|  |  |  | Double Down Sports Bar & Grill | 3289 | 2145 Taylor St., Taylor St., 2145, Fort Wayne 46802
[7 empty] | EX200 | ABOVE-FLOOR | Beneath 3 basin sink in kitchen |  |  |  | 4 | gpm |  | in | Weekly | No | rated at 4 gpm and 8# of grease | 4 | Yes | 5 | Yes | 0.25 | No | ([DepOfGrease] + [DepOfSolids]) / ([DepOfGrease] + [DepOfSolids] + [DepOfWater]) | 0.25 | Yes | (([DepOfGrease] + [DepOfSolids]) / ([DepOfGrease] + [DepOfSolids] + [DepOfWater])) * 1.05
|  |  |  | Double Dragon Arcade | 17565 | 5629 St. Joe Rd., St. Joe Rd., 5629, Fort Wayne 46805
[7 empty] | EX200 | IN-FLOOR | Located in the floor south of the kitchen, under a video game machine, grey metal. | Unknown | 2018-01-16 |  | 10 | gpm |  | in | Monthly | Yes |  | 4 | Yes | 5 | Yes | 0.25 | No | ([DepOfGrease] + [DepOfSolids]) / ([DepOfGrease] + [DepOfSolids] + [DepOfWater]) | 0.25 | Yes | (([DepOfGrease] + [DepOfSolids]) / ([DepOfGrease] + [DepOfSolids] + [DepOfWater])) * 1.05
[7 empty] | EX201 | IN-FLOOR | Located under the counter by the beer counter, in flor, grey metal. | Unknown | 2018-01-16 |  | 10 | gpm |  | in | Monthly | Yes |  | 4 | Yes | 5 | Yes | 0.25 | No | ([DepOfGrease] + [DepOfSolids]) / ([DepOfGrease] + [DepOfSolids] + [DepOfWater]) | 0.25 | Yes | (([DepOfGrease] + [DepOfSolids]) / ([DepOfGrease] + [DepOfSolids] + [DepOfWater])) * 1.05
|  |  |  | Downtown Bar | 9286 | 1407 S. Calhoun St., Calhoun St., S., 1407, Fort Wayne 46802
[7 empty] | EX200 | ABOVE-FLOOR | Basement | BK Resources | 2020-03-05 |  | 15 | gpm |  | in |  | No |  | 4 | Yes | 5 | Yes | 0.25 | No | ([DepOfGrease] + [DepOfSolids]) / ([DepOfGrease] + [DepOfSolids] + [DepOfWater]) | 0.25 | Yes | (([DepOfGrease] + [DepOfSolids]) / ([DepOfGrease] + [DepOfSolids] + [DepOfWater])) * 1.05
|  |  |  | Downtown Phillips Food and Beverage | 9196 | 1011 Broadway, Broadway, 1011, Fort Wayne 46802
[7 empty] | EX200 | IN-FLOOR | Located in the floor between the 3basin sink and mop sink. | Canplas | 2014-11-21 |  | 45 | gpm |  | in |  | Yes |  | 4 | Yes | 5 | Yes | 0.25 | No | ([DepOfGrease] + [DepOfSolids]) / ([DepOfGrease] + [DepOfSolids] + [DepOfWater]) | 0.25 | Yes | (([DepOfGrease] + [DepOfSolids]) / ([DepOfGrease] + [DepOfSolids] + [DepOfWater])) * 1.05
|  |  |  | Dreaming Tree Café | 0070 | 7121 W. Jefferson Blvd., Jefferson Blvd., W., 7121, Fort Wayne 46804
|  |  |  | Dreaming Tree Café | 10157 | 7121 W. Jefferson Blvd., Jefferson Blvd., W., 7121, Fort Wayne 46804
|  |  |  | Drive & Shine Car Wash | 18465 | 1103 E. Coliseum Blvd., Fort Wayne 46825
[7 empty] | EX311 | OUTDOOR | West side of the building in the drive |  | 2025-11-10 |  | 1000 | gal |  | in |  | Yes |  | 4 | Yes | 5 | Yes | 0.25 | No | ([DepOfGrease] + [DepOfSolids]) / ([DepOfGrease] + [DepOfSolids] + [DepOfWater]) | 0.25 | Yes | (([DepOfGrease] + [DepOfSolids]) / ([DepOfGrease] + [DepOfSolids] + [DepOfWater])) * 1.05
|  |  |  | Drive & Shine Car Wash | 18473 | 4809 Illinois Rd., Fort Wayne 46804
[7 empty] | EX311 | OUTDOOR | South side of the building in the grass |  | 2025-12-23 |  | 1000 | gal |  | in |  | Yes | inlet & outlet tee/downleg in place | 4 | Yes | 5 | Yes | 0.25 | No | ([DepOfGrease] + [DepOfSolids]) / ([DepOfGrease] + [DepOfSolids] + [DepOfWater]) | 0.25 | Yes | (([DepOfGrease] + [DepOfSolids]) / ([DepOfGrease] + [DepOfSolids] + [DepOfWater])) * 1.05
|  |  |  | Drive & Shine Inc. | 18359 | 5430 Dupont Rd., Fort Wayne 46825
|  |  |  | Drive & Shine Inc. | 18379 | 5820 Coldwater Rd., Fort Wayne 46825
[7 empty] | EX311 | OUTDOOR | Oil/Sand Separator |  | 2024-06-17 |  | 1250 | gal |  | in |  | Yes |  | 4 | Yes | 5 | Yes | 0.25 | No | ([DepOfGrease] + [DepOfSolids]) / ([DepOfGrease] + [DepOfSolids] + [DepOfWater]) | 0.25 | Yes | (([DepOfGrease] + [DepOfSolids]) / ([DepOfGrease] + [DepOfSolids] + [DepOfWater])) * 1.05
|  |  |  | Drive & Shine Lube Center | 18467 | 1115 E. Coliseum Blvd., Fort Wayne 46825
[7 empty] | EX311 | OUTDOOR | West side of the building in the landscaping |  | 2025-11-10 |  | 1000 | gal |  | in |  | Yes |  | 4 | Yes | 5 | Yes | 0.25 | No | ([DepOfGrease] + [DepOfSolids]) / ([DepOfGrease] + [DepOfSolids] + [DepOfWater]) | 0.25 | Yes | (([DepOfGrease] + [DepOfSolids]) / ([DepOfGrease] + [DepOfSolids] + [DepOfWater])) * 1.05
|  |  |  | Drive & Shine Lube Center | 18474 | 4811 Illinois Rd., Fort Wayne 46804
[7 empty] | EX311 | OUTDOOR | East side of the building in the grass |  | 2025-12-19 |  | 1000 | gal |  | in |  | Yes |  | 4 | Yes | 5 | Yes | 0.25 | No | ([DepOfGrease] + [DepOfSolids]) / ([DepOfGrease] + [DepOfSolids] + [DepOfWater]) | 0.25 | Yes | (([DepOfGrease] + [DepOfSolids]) / ([DepOfGrease] + [DepOfSolids] + [DepOfWater])) * 1.05
|  |  |  | Drumm Inc. | 17817 | 5366 Estes Ave., Cincinnati 45323
|  |  |  | Ducky's (CUGC) | 18352 | 249 Pearl St., Fort Wayne 46802
[7 empty] | EX100 | OUTDOOR | East side of the building, South most set of manholes |  | 2024-07-26 |  | 1000 | gal |  | in | Quarterly | No |  | 4 | Yes | 5 | Yes | 0.25 | No | ([DepOfGrease] + [DepOfSolids]) / ([DepOfGrease] + [DepOfSolids] + [DepOfWater]) | 0.25 | Yes | (([DepOfGrease] + [DepOfSolids]) / ([DepOfGrease] + [DepOfSolids] + [DepOfWater])) * 1.05
[7 empty] | EX150 |  | Solids interceptor for pre-wash sink |  | 2025-02-11 |  |  |  |  | in |  | No |  | 4 | Yes | 5 | Yes | 0.25 | No | ([DepOfGrease] + [DepOfSolids]) / ([DepOfGrease] + [DepOfSolids] + [DepOfWater]) | 0.25 | Yes | (([DepOfGrease] + [DepOfSolids]) / ([DepOfGrease] + [DepOfSolids] + [DepOfWater])) * 1.05
|  |  |  | Dunbar's BBQ | 9077 | 413 W. Paulding Rd., Paulding Rd., W., 413, Fort Wayne 46807
[7 empty] | EX200 | ABOVE-FLOOR | Under three basin sink. Appears to be cast iron. | Unknown |  |  | 5 | gpm |  | in | Every 2 Weeks | No |  | 4 | Yes | 5 | Yes | 0.25 | No | ([DepOfGrease] + [DepOfSolids]) / ([DepOfGrease] + [DepOfSolids] + [DepOfWater]) | 0.25 | Yes | (([DepOfGrease] + [DepOfSolids]) / ([DepOfGrease] + [DepOfSolids] + [DepOfWater])) * 1.05
|  |  |  | Dunkin Donuts | 18471 | 7607 S. Anthony Blvd., Fort Wayne 46816
[7 empty] | EX100 | OUTDOOR | South of the facility in the drive, 3 MHs | Schier Products | 2025-12-10 |  | 1000 | gal |  | in |  | Yes |  | 4 | Yes | 5 | Yes | 0.25 | No | ([DepOfGrease] + [DepOfSolids]) / ([DepOfGrease] + [DepOfSolids] + [DepOfWater]) | 0.25 | Yes | (([DepOfGrease] + [DepOfSolids]) / ([DepOfGrease] + [DepOfSolids] + [DepOfWater])) * 1.05
|  |  |  | Dunkin Donuts | 2624 | 6747 W. Jefferson Blvd., Jefferson Blvd., W., 6747, Fort Wayne 46804
|  |  |  | Dunkin' Donuts | 10106 | 6533 E. State Blvd., State Blvd., E., 6533, Fort Wayne 46815
[7 empty] | EX200 | IN-FLOOR | In back room | Schier Products | 2022-08-08 |  | 50 | gpm |  | in |  | Yes |  | 4 | Yes | 5 | Yes | 0.25 | No | ([DepOfGrease] + [DepOfSolids]) / ([DepOfGrease] + [DepOfSolids] + [DepOfWater]) | 0.25 | Yes
|  |  |  | Dunkin Donuts #346590 | 10211 | 8051 Coldwater Rd., Coldwater Rd., 8051, Fort Wayne 46825
[7 empty] | EX100 | OUTDOOR | Located in grass at northwest corner of building. | Unknown |  |  | 1000 | gal |  | in | Quarterly | No | Only 1 access manhole visible but it appears to be a 2 access manhole grease interceptor. No inlet tee but inlet if visible. Inlet 1/2 baffle visible. | 4 | Yes | 5 | Yes | 0.25 | No | ([DepOfGrease] + [DepOfSolids]) / ([DepOfGrease] + [DepOfSolids] + [DepOfWater]) | 0.25 | Yes | (([DepOfGrease] + [DepOfSolids]) / ([DepOfGrease] + [DepOfSolids] + [DepOfWater])) * 1.05
|  |  |  | Dunkin Donuts #347513 | 9949 | 5767 St. Joe Rd., St. Joe Rd., 5767, Fort Wayne 46835
[7 empty] | EX100 | OUTDOOR | Located at northwest corner of building, half in drive thru, half in landscape | Unknown | 2009-02-03 |  | 1000 | gal |  | in |  | Yes |  | 4 | Yes | 5 | Yes | 0.25 | No | ([DepOfGrease] + [DepOfSolids]) / ([DepOfGrease] + [DepOfSolids] + [DepOfWater]) | 0.25 | Yes | (([DepOfGrease] + [DepOfSolids]) / ([DepOfGrease] + [DepOfSolids] + [DepOfWater])) * 1.05
|  |  |  | Dunkin Donuts #358096 | 17656 | 9821 Lima Rd. Ste. 101, Lima Rd., 9821., Ste. 101, Fort Wayne 46818
[7 empty] | EX100 | OUTDOOR | West of the building in the driveway behind the building. Two access manholes. | Unknown | 2018-11-26 |  | 1000 | gal |  | in | Quarterly | Yes |  | 4 | Yes | 5 | Yes | 0.25 | No | ([DepOfGrease] + [DepOfSolids]) / ([DepOfGrease] + [DepOfSolids] + [DepOfWater]) | 0.25 | Yes | (([DepOfGrease] + [DepOfSolids]) / ([DepOfGrease] + [DepOfSolids] + [DepOfWater])) * 1.05
|  |  |  | Dunkin Donuts #359328 | 17981 | 5405 E. Dupont Rd., Fort Wayne 46825
[7 empty] | EX100 | OUTDOOR | NW corner of building in d/t drive | Unknown | 2021-10-19 |  | 1000 | gal |  | in | Quarterly | Yes |  | 4 | Yes | 5 | Yes | 0.25 | No | ([DepOfGrease] + [DepOfSolids]) / ([DepOfGrease] + [DepOfSolids] + [DepOfWater]) | 0.25 | Yes | (([DepOfGrease] + [DepOfSolids]) / ([DepOfGrease] + [DepOfSolids] + [DepOfWater])) * 1.05
|  |  |  | DUPLICATE - delete | 10274 | 10225 Illinois Rd., Illinois Rd., 10225, Fort Wayne 46814
|  |  |  | DUPLICATE - delete | 10324 | 11310 Old Decatur Rd., Old Decatur Rd., 11310, Fort Wayne 46816
|  |  |  | DUPLICATE - delete | 1059 | 12714 Coldwater Rd, Coldwater Rd., 12714, Fort Wayne 46803
|  |  |  | DUPLICATE - Delete | 17584 | , Fort Wayne 46803
|  |  |  | DUPLICATE - Delete | 18261 | , Fort Wayne 46803
[7 empty] | EX150 |  | solids #1 | [6 empty] | in |  | No |  | 4 | Yes | 5 | Yes | 0.25 | No | ([DepOfGrease] + [DepOfSolids]) / ([DepOfGrease] + [DepOfSolids] + [DepOfWater]) | 0.25 | Yes | (([DepOfGrease] + [DepOfSolids]) / ([DepOfGrease] + [DepOfSolids] + [DepOfWater])) * 1.05
[7 empty] | EX151 |  | Test #2 | [6 empty] | in |  | No |  | 4 | Yes | 5 | Yes | 0.25 | No | ([DepOfGrease] + [DepOfSolids]) / ([DepOfGrease] + [DepOfSolids] + [DepOfWater]) | 0.25 | Yes | (([DepOfGrease] + [DepOfSolids]) / ([DepOfGrease] + [DepOfSolids] + [DepOfWater])) * 1.05
|  |  |  | DUPLICATE - Delete | 18343 | , Fort Wayne 46803
|  |  |  | DUPLICATE - Delete | 18344 | , Fort Wayne 46803
|  |  |  | DUPLICATE - Delete | 18349 | , Fort Wayne 46803
|  |  |  | DUPLICATE - Delete | 18353 | , Fort Wayne 46803
|  |  |  | DUPLICATE - Delete | 9063 | 305 E. Superior St., Superior St., E., 305, Fort Wayne 46802
|  |  |  | DUPLICATE - Delete | 9592 | 3411 Sherman Blvd., Sherman Blvd., 3411, Fort Wayne 46808
|  |  |  | DUPLICATE - Delete | 9658 | 3501 Harris Rd. Ste. B, Harris Rd., 3501, Fort Wayne 46808
|  |  |  | DUPLICATE - Delete | 9772 | 4201 Coldwater Rd., Ste. FC-09, Coldwater Rd., 4201, Ste. FC-09, Fort Wayne 46805
|  |  |  | Duplicate - Needs Transferred | 10206 | 7910 S. Anthony Blvd., Anthony Blvd., S., 7910, Fort Wayne 46816
[7 empty] | EX200 | ABOVE-FLOOR | Located Right if the 3Basin sink | BK Resources |  |  | 20 | gpm |  | in |  | No |  | 4 | Yes | 5 | Yes | 0.25 | No | ([DepOfGrease] + [DepOfSolids]) / ([DepOfGrease] + [DepOfSolids] + [DepOfWater]) | 0.25 | Yes | (([DepOfGrease] + [DepOfSolids]) / ([DepOfGrease] + [DepOfSolids] + [DepOfWater])) * 1.05
|  |  |  | DUPLICATE - Needs Transferred | 17432 | 2753 Freeman St., Fort Wayne 46802
[7 empty] | EX200 | ABOVE-FLOOR | next to the three basin sink |  |  |  | 40 | gpm |  | in |  | No |  | 4 | Yes | 5 | Yes | 0.25 | No | ([DepOfGrease] + [DepOfSolids]) / ([DepOfGrease] + [DepOfSolids] + [DepOfWater]) | 0.25 | Yes | (([DepOfGrease] + [DepOfSolids]) / ([DepOfGrease] + [DepOfSolids] + [DepOfWater])) * 1.05
|  |  |  | DUPLICATE - Needs Transferred | 17575 | 224 E. Wallace St., 220 E. Wallace St., Fort Wayne 46803
[7 empty] | EX150 | ABOVE-FLOOR | Located above the floor, stainless steel screen. | Unknown | 2020-02-25 |  |  | gal |  | in | Every 2 Weeks | Yes | Installed to keep the garbage disposal in the prewash sink. | 4 | Yes | 5 | Yes | 0.25 | No | ([DepOfGrease] + [DepOfSolids]) / ([DepOfGrease] + [DepOfSolids] + [DepOfWater]) | 0.25 | Yes | (([DepOfGrease] + [DepOfSolids]) / ([DepOfGrease] + [DepOfSolids] + [DepOfWater])) * 1.05
[7 empty] | EX200 | IN-FLOOR | Located in the floor in the kitchen by the back door, black plastic, 25 gpm. | Schier Products | 2017-12-17 |  | 25 | gpm |  | in | Every 2 Weeks | Yes |  | 4 | Yes | 5 | Yes | 0.25 | No | ([DepOfGrease] + [DepOfSolids]) / ([DepOfGrease] + [DepOfSolids] + [DepOfWater]) | 0.25 | Yes | (([DepOfGrease] + [DepOfSolids]) / ([DepOfGrease] + [DepOfSolids] + [DepOfWater])) * 1.05
|  |  |  | Duplicate - Needs transferred | 17778 | 3170 E. State Blvd., State Blvd., E., 3170, Fort Wayne 46805
[7 empty] | EX100 | OUTDOOR | S of building in line with space |  | 2020-01-01 |  | 1000 | gal |  | in |  | No |  | 4 | Yes | 5 | Yes | 0.25 | No | ([DepOfGrease] + [DepOfSolids]) / ([DepOfGrease] + [DepOfSolids] + [DepOfWater]) | 0.25 | Yes | (([DepOfGrease] + [DepOfSolids]) / ([DepOfGrease] + [DepOfSolids] + [DepOfWater])) * 1.05
|  |  |  | DUPLICATE - Needs Transferred | 18002 | 1726 Apple Glen Blvd, Fort Wayne 46804
|  |  |  | DUPLICATE - Needs Transferred | 9109 | 509 E. Dupont Rd., Dupont Rd., E., 511, Fort Wayne 46825
|  |  |  | DUPLICATE - Needs Transferred | 9618 | 3300 Warsaw St., Warsaw St., 3300, Fort Wayne 46806
|  |  |  | DUPLICATE? - no ste. G exists | 17347 | 10020-G Lima Rd., Fort Wayne 46818
[7 empty] | EX200 | ABOVE-FLOOR | Next to three basin sink |  |  |  | 20 | gpm |  | in |  | No |  | 4 | Yes | 5 | Yes | 0.25 | No | ([DepOfGrease] + [DepOfSolids]) / ([DepOfGrease] + [DepOfSolids] + [DepOfWater]) | 0.25 | Yes | (([DepOfGrease] + [DepOfSolids]) / ([DepOfGrease] + [DepOfSolids] + [DepOfWater])) * 1.05
|  |  |  | Dupont Bar and Grill | 1872 | 10336 Leo Rd., Leo Rd., 10336, Fort Wayne 46825
[7 empty] | EX200 | IN-FLOOR | Infloor, plastic, 20gpm | Canplas |  |  | 20 | gpm |  | in | Weekly | No |  | 4 | Yes | 5 | Yes | 0.25 | No | ([DepOfGrease] + [DepOfSolids]) / ([DepOfGrease] + [DepOfSolids] + [DepOfWater]) | 0.25 | Yes | (([DepOfGrease] + [DepOfSolids]) / ([DepOfGrease] + [DepOfSolids] + [DepOfWater])) * 1.05
|  |  |  | Dupont Hospital | 9481 | 2520 E. Dupont Rd., Dupont Rd., E., 2520, Fort Wayne 46825
[7 empty] | EX100 | OUTDOOR | Two access manholes, located SE of building in grass between loading dock and ambulance drop off |  |  |  | 1200 | gal |  | in |  | No |  | 4 | Yes | 5 | Yes | 0.25 | No | ([DepOfGrease] + [DepOfSolids]) / ([DepOfGrease] + [DepOfSolids] + [DepOfWater]) | 0.25 | Yes | (([DepOfGrease] + [DepOfSolids]) / ([DepOfGrease] + [DepOfSolids] + [DepOfWater])) * 1.05
|  |  |  | Dupont Sports and Medicine Complex | 17939 | 10102 Dupont Circle Drive East, Fort Wayne 46825
[7 empty] | EX100 | OUTDOOR | North side of building in drive |  | 2021-09-09 |  | 1000 | gal |  | in |  | No |  | 4 | Yes | 5 | Yes | 0.25 | No | ([DepOfGrease] + [DepOfSolids]) / ([DepOfGrease] + [DepOfSolids] + [DepOfWater]) | 0.25 | Yes | (([DepOfGrease] + [DepOfSolids]) / ([DepOfGrease] + [DepOfSolids] + [DepOfWater])) * 1.05
|  |  |  | E&L Farm Meat Processing | 18055 | 15610 Grabill Rd., Grabill Rd., 15610, Grabill 46741
[7 empty] | EX100 | OUTDOOR | Outside |  |  |  | 1000 | gal |  | in |  | No | G/T information is from Tony with Maysville SD | 4 | Yes | 5 | Yes | 0.25 | No | ([DepOfGrease] + [DepOfSolids]) / ([DepOfGrease] + [DepOfSolids] + [DepOfWater]) | 0.25 | Yes | (([DepOfGrease] + [DepOfSolids]) / ([DepOfGrease] + [DepOfSolids] + [DepOfWater])) * 1.05
|  |  |  | East Wayne Headstart | 9164 | 825 Francis St., 801 E. Wayne St., Fort Wayne 46802
|  |  |  | Eat's Diner | 9758 | 4201 Coldwater Rd., Ste. FC-10, Coldwater Rd., 4201, Ste. FC-10, Fort Wayne 46805
[7 empty] | EX200 |  | In Floor |  |  |  |  | gal |  | in |  | No |  | 4 | Yes | 5 | Yes | 0.25 | No | ([DepOfGrease] + [DepOfSolids]) / ([DepOfGrease] + [DepOfSolids] + [DepOfWater]) | 0.25 | Yes | (([DepOfGrease] + [DepOfSolids]) / ([DepOfGrease] + [DepOfSolids] + [DepOfWater])) * 1.05
|  |  |  | Eddie Merlot's LLC | 9303 | 1502 Illinois Rd. S., Illinois Rd., 1502, Fort Wayne 46804
[7 empty] | EX200 | ABOVE-FLOOR | Located at back of basement, closer to wall | Schier Products | 2008-05-01 |  | 250 | gal |  | in | Quarterly | Yes |  | 4 | No | 5 | No | 0.25 | No | ([DepOfGrease] + [DepOfSolids]) / ([DepOfGrease] + [DepOfSolids] + [DepOfWater]) | 0.25 | Yes | (([DepOfGrease] + [DepOfSolids]) / ([DepOfGrease] + [DepOfSolids] + [DepOfWater])) * 1.05
[7 empty] | EX201 | ABOVE-FLOOR | Located in back of basement, farther from wall | Schier Products | 2008-05-01 |  | 250 | gal |  | in | Quarterly | Yes |  | 4 | No | 5 | No | 0.25 | No | ([DepOfGrease] + [DepOfSolids]) / ([DepOfGrease] + [DepOfSolids] + [DepOfWater]) | 0.25 | Yes | (([DepOfGrease] + [DepOfSolids]) / ([DepOfGrease] + [DepOfSolids] + [DepOfWater])) * 1.05
[7 empty] | EX500 | IN-FLOOR | White metal, in floor left of 3 compartment sink. |  |  |  | 20 | gpm |  | in | Quarterly | No |  | 4 | Yes | 5 | Yes | 0.25 | No | ([DepOfGrease] + [DepOfSolids]) / ([DepOfGrease] + [DepOfSolids] + [DepOfWater]) | 0.25 | Yes | (([DepOfGrease] + [DepOfSolids]) / ([DepOfGrease] + [DepOfSolids] + [DepOfWater])) * 1.05
|  |  |  | Edgewood Estates | 0960 | 5330 Goshen Rd., Goshen Rd., 5330, Fort Wayne 46818
[7 empty] | EX100 | OUTDOOR |  |  |  |  | 1000 | gal |  | in |  | No |  | 4 | Yes | 5 | Yes | 0.25 | No | ([DepOfGrease] + [DepOfSolids]) / ([DepOfGrease] + [DepOfSolids] + [DepOfWater]) | 0.25 | Yes | (([DepOfGrease] + [DepOfSolids]) / ([DepOfGrease] + [DepOfSolids] + [DepOfWater])) * 1.05
|  |  |  | Ed's Car Care Center | 17911 | 7811 N. Clinton St., Clinton St., N., 7811, Fort Wayne 46825
[7 empty] | EX311 | OUTDOOR | Oil/Water Separator |  | 2021-05-20 |  | 1000 | gal |  | in |  | Yes | located southeast corner of parking lot in grass | 4 | Yes | 5 | Yes | 0.25 | No | ([DepOfGrease] + [DepOfSolids]) / ([DepOfGrease] + [DepOfSolids] + [DepOfWater]) | 0.25 | Yes | (([DepOfGrease] + [DepOfSolids]) / ([DepOfGrease] + [DepOfSolids] + [DepOfWater])) * 1.05
|  |  |  | Edsall House Apartments of Fort Wayne | 18095 | 310 W. Berry St., Fort Wayne 46802
[7 empty] | EX600 |  | no grease trap present | [6 empty] | in |  | No |  | 4 | Yes | 5 | Yes | 0.25 | No | ([DepOfGrease] + [DepOfSolids]) / ([DepOfGrease] + [DepOfSolids] + [DepOfWater]) | 0.25 | Yes | (([DepOfGrease] + [DepOfSolids]) / ([DepOfGrease] + [DepOfSolids] + [DepOfWater])) * 1.05
|  |  |  | Eggster - In Cottage Flowers | 0132 | 236 E. Wayne St., Wayne St., E., 236, Fort Wayne 46802
[7 empty] | EX200 | ABOVE-FLOOR | Above the floor to the left of the 3 compartment sink. | Canplas | 2014-04-04 |  | 7 | gpm |  | in | Monthly | Yes |  | 4 | Yes | 5 | Yes | 0.25 | No | ([DepOfGrease] + [DepOfSolids]) / ([DepOfGrease] + [DepOfSolids] + [DepOfWater]) | 0.25 | Yes | (([DepOfGrease] + [DepOfSolids]) / ([DepOfGrease] + [DepOfSolids] + [DepOfWater])) * 1.05
|  |  |  | El Azteca | 4359 | 535 E. State Blvd., State Blvd., E., 535, Fort Wayne 46805
[7 empty] | EX100 | OUTDOOR | Located east of the building in the blacktop. There is a cleanout next to the GT against the wall of the building. | Unknown |  |  | 1000 | gal |  | in | Quarterly | No | Replaced on 6/15/2021. | 4 | Yes | 5 | Yes | 0.25 | No | ([DepOfGrease] + [DepOfSolids]) / ([DepOfGrease] + [DepOfSolids] + [DepOfWater]) | 0.25 | Yes | (([DepOfGrease] + [DepOfSolids]) / ([DepOfGrease] + [DepOfSolids] + [DepOfWater])) * 1.05
|  |  |  | El Diamante Night Club | 9482 | 2520 Broadway St., Broadway St., 2520, Fort Wayne 46807
[7 empty] | EX600 |  | no grease trap present, none needed 11.16.22 | [6 empty] | in |  | No |  | 4 | Yes | 5 | Yes | 0.25 | No | ([DepOfGrease] + [DepOfSolids]) / ([DepOfGrease] + [DepOfSolids] + [DepOfWater]) | 0.25 | Yes | (([DepOfGrease] + [DepOfSolids]) / ([DepOfGrease] + [DepOfSolids] + [DepOfWater])) * 1.05
|  |  |  | El Grande Event Center | 18023 | 3232 Lafayette St., Fort Wayne 46803
[7 empty] | EX200 | ABOVE-FLOOR | SW corner of building, kitchen area by back door | Ashland Trap Distribution |  |  | 20 | gpm |  | in |  | No | Recommended traps be inspected after every event | 4 | Yes | 5 | Yes | 0.25 | No | ([DepOfGrease] + [DepOfSolids]) / ([DepOfGrease] + [DepOfSolids] + [DepOfWater]) | 0.25 | Yes | (([DepOfGrease] + [DepOfSolids]) / ([DepOfGrease] + [DepOfSolids] + [DepOfWater])) * 1.05
[7 empty] | EX201 | ABOVE-FLOOR | behind bar | Ashland Trap Distribution |  |  | 20 | gpm |  | in |  | No | Clean as needed | 4 | Yes | 5 | Yes | 0.25 | No | ([DepOfGrease] + [DepOfSolids]) / ([DepOfGrease] + [DepOfSolids] + [DepOfWater]) | 0.25 | Yes | (([DepOfGrease] + [DepOfSolids]) / ([DepOfGrease] + [DepOfSolids] + [DepOfWater])) * 1.05
|  |  |  | El Maguey Taqueria Mexican Grill - within Marathon | 18210 | 2001 Brooklyn Ave., Fort Wayne 46802
[7 empty] | EX200 | IN-FLOOR | In floor in front of the 3-basin sink in the back |  |  |  | 10 | gpm |  | in |  | No |  | 4 | Yes | 5 | Yes | 0.25 | No | ([DepOfGrease] + [DepOfSolids]) / ([DepOfGrease] + [DepOfSolids] + [DepOfWater]) | 0.25 | Yes | (([DepOfGrease] + [DepOfSolids]) / ([DepOfGrease] + [DepOfSolids] + [DepOfWater])) * 1.05
|  |  |  | El Paraiso Supermarket | 7798 | 4135 Hessen Cassel Rd., Hessen Cassel Rd., 4135, Fort Wayne 46806
[7 empty] | EX200 | ABOVE-FLOOR | next to the three basin sink in the restaurant |  |  |  | 20 | gpm |  | in | Every 2 Weeks | No |  | 4 | Yes | 5 | Yes | 0.25 | No | ([DepOfGrease] + [DepOfSolids]) / ([DepOfGrease] + [DepOfSolids] + [DepOfWater]) | 0.25 | Yes | (([DepOfGrease] + [DepOfSolids]) / ([DepOfGrease] + [DepOfSolids] + [DepOfWater])) * 1.05
[7 empty] | EX600 |  | grease trap currently not required in the smoothie area |  |  |  |  | gal |  | in |  | No |  | 4 | Yes | 5 | Yes | 0.25 | No | ([DepOfGrease] + [DepOfSolids]) / ([DepOfGrease] + [DepOfSolids] + [DepOfWater]) | 0.25 | Yes | (([DepOfGrease] + [DepOfSolids]) / ([DepOfGrease] + [DepOfSolids] + [DepOfWater])) * 1.05
|  |  |  | El Puerto De San Blas | 1855 | 5525 Coldwater Rd. Ste. H, Coldwater Rd., 5525., Ste. H, Fort Wayne 46825
[7 empty] | EX100 | OUTDOOR | Located north of the building, behind the building, west of the back door, two access manholes, 1000 gallon concrete tank, no inlet tee, outlet tee in place. | Unknown | 2018-01-11 |  | 1000 | gal |  | in | Quarterly | Yes | Replaced 1/11/18 | 4 | Yes | 5 | Yes | 0.25 | No | ([DepOfGrease] + [DepOfSolids]) / ([DepOfGrease] + [DepOfSolids] + [DepOfWater]) | 0.25 | Yes | (([DepOfGrease] + [DepOfSolids]) / ([DepOfGrease] + [DepOfSolids] + [DepOfWater])) * 1.05
|  |  |  | El Rancho Supermarket | 9853 | 4924 S. Calhoun St., Calhoun St., S., 4924, Fort Wayne 46807
[7 empty] | EX200 | IN-FLOOR | Located to the left of the smoker |  |  |  | 10 | gpm |  | in | Weekly | No |  | 4 | Yes | 5 | Yes | 0.25 | No | ([DepOfGrease] + [DepOfSolids]) / ([DepOfGrease] + [DepOfSolids] + [DepOfWater]) | 0.25 | Yes | (([DepOfGrease] + [DepOfSolids]) / ([DepOfGrease] + [DepOfSolids] + [DepOfWater])) * 1.05
[7 empty] | EX201 | IN-FLOOR | Located to left of 3 basin sink |  |  |  | 25 | gpm |  | in | Weekly | No |  | 4 | Yes | 5 | Yes | 0.25 | No | ([DepOfGrease] + [DepOfSolids]) / ([DepOfGrease] + [DepOfSolids] + [DepOfWater]) | 0.25 | Yes | (([DepOfGrease] + [DepOfSolids]) / ([DepOfGrease] + [DepOfSolids] + [DepOfWater])) * 1.05
|  |  |  | El Rinconcito Pupuseria | 17489 | 1619 N. Wells St., Fort Wayne 46808
[7 empty] | EX200 | ABOVE-FLOOR | next to three basin sink |  |  |  | 20 | gpm |  | in |  | No |  | 4 | Yes | 5 | Yes | 0.25 | No | ([DepOfGrease] + [DepOfSolids]) / ([DepOfGrease] + [DepOfSolids] + [DepOfWater]) | 0.25 | Yes | (([DepOfGrease] + [DepOfSolids]) / ([DepOfGrease] + [DepOfSolids] + [DepOfWater])) * 1.05
|  |  |  | El Taquero | 17819 | 4507 Coldwater Rd.,, Fort Wayne 46825
[7 empty] | EX100 | OUTDOOR | Located W. of building in concrete. | Unknown | 2020-07-28 |  | 1000 | gal |  | in | Quarterly | No | Was new on date of inspection. 7/29/2020. No inlet tee. | 4 | Yes | 5 | Yes | 0.25 | No | ([DepOfGrease] + [DepOfSolids]) / ([DepOfGrease] + [DepOfSolids] + [DepOfWater]) | 0.25 | Yes | (([DepOfGrease] + [DepOfSolids]) / ([DepOfGrease] + [DepOfSolids] + [DepOfWater])) * 1.05
|  |  |  | Electric Works BLDG. 19 | 18050 | 1690 Broadway, Fort Wayne 46803
[7 empty] | EX100 | OUTDOOR | Located NE corner of building, W of overhead door |  | 2022-06-30 |  | 1000 | gal |  | in |  | Yes |  | 4 | Yes | 5 | Yes | 0.25 | No | ([DepOfGrease] + [DepOfSolids]) / ([DepOfGrease] + [DepOfSolids] + [DepOfWater]) | 0.25 | Yes | (([DepOfGrease] + [DepOfSolids]) / ([DepOfGrease] + [DepOfSolids] + [DepOfWater])) * 1.05
|  |  |  | Electric Works BLDG. 25 | 18052 | 1760 Broadway, Fort Wayne 46803
[7 empty] | EX100 | OUTDOOR | Located E side of Building Just N or EX002 |  | 2022-06-30 |  | 1000 | gal |  | in |  | Yes | Center opening on center baffle | 4 | Yes | 5 | Yes | 0.25 | No | ([DepOfGrease] + [DepOfSolids]) / ([DepOfGrease] + [DepOfSolids] + [DepOfWater]) | 0.25 | Yes | (([DepOfGrease] + [DepOfSolids]) / ([DepOfGrease] + [DepOfSolids] + [DepOfWater])) * 1.05
[7 empty] | EX101 | OUTDOOR | NE corner of building, just D of EX001 |  | 2022-06-30 |  | 1000 | gal |  | in |  | Yes | center opening | 4 | Yes | 5 | Yes | 0.25 | No | ([DepOfGrease] + [DepOfSolids]) / ([DepOfGrease] + [DepOfSolids] + [DepOfWater]) | 0.25 | Yes | (([DepOfGrease] + [DepOfSolids]) / ([DepOfGrease] + [DepOfSolids] + [DepOfWater])) * 1.05
|  |  |  | Electric Works BLDG. 33 | 18051 | 1610 Broadway, Fort Wayne 46803
[7 empty] | EX100 | OUTDOOR | Located SW corner of facility |  | 2022-06-30 |  | 1000 | gal |  | in |  | Yes | center opening | 4 | Yes | 5 | Yes | 0.25 | No | ([DepOfGrease] + [DepOfSolids]) / ([DepOfGrease] + [DepOfSolids] + [DepOfWater]) | 0.25 | Yes | (([DepOfGrease] + [DepOfSolids]) / ([DepOfGrease] + [DepOfSolids] + [DepOfWater])) * 1.05
[7 empty] | EX101 | OUTDOOR | Located SE of EX001, R of overhead door |  | 2022-06-30 |  | 1000 | gal |  | in |  | Yes | center opening | 4 | Yes | 5 | Yes | 0.25 | No | ([DepOfGrease] + [DepOfSolids]) / ([DepOfGrease] + [DepOfSolids] + [DepOfWater]) | 0.25 | Yes | (([DepOfGrease] + [DepOfSolids]) / ([DepOfGrease] + [DepOfSolids] + [DepOfWater])) * 1.05
|  |  |  | Electric Works Phase II - Bldg A | 18455 | 1450 Van Buren St., Fort Wayne 46802
|  |  |  | Electric Works Phase II - Bldg B | 18414 | 1414 Van Buren St., Fort Wayne 46802
[7 empty] | EX100 | OUTDOOR | Northwest corner of the bldg. |  | 2025-06-27 |  | 1000 | gal |  | in |  | Yes |  | 4 | Yes | 5 | Yes | 0.25 | No | ([DepOfGrease] + [DepOfSolids]) / ([DepOfGrease] + [DepOfSolids] + [DepOfWater]) | 0.25 | Yes | (([DepOfGrease] + [DepOfSolids]) / ([DepOfGrease] + [DepOfSolids] + [DepOfWater])) * 1.05
|  |  |  | Element Energy | 18064 | 4033 Ice Way, Fort Wayne 46805
[7 empty] | EX200 | ABOVE-FLOOR | Under the 3-basin | Schier Products | 2023-05-15 |  | 20 | gpm |  | in |  | No |  | 4 | Yes | 5 | Yes | 0.25 | No | ([DepOfGrease] + [DepOfSolids]) / ([DepOfGrease] + [DepOfSolids] + [DepOfWater]) | 0.25 | Yes | (([DepOfGrease] + [DepOfSolids]) / ([DepOfGrease] + [DepOfSolids] + [DepOfWater])) * 1.05
|  |  |  | Eleos Hospice Care | 18480 | 6255 Topsfield Lane, Fort Wayne 46835
|  |  |  | Elevate Energy | 17941 | 6429 Bluffton Rd., Fort Wayne 46809
[7 empty] | EX200 | ABOVE-FLOOR | Located under the hand sink. | Watts Water Technology | 2021-09-16 |  | 10 | gpm |  | in | Every 2 Weeks | Yes |  | 4 | Yes | 5 | Yes | 0.25 | No | ([DepOfGrease] + [DepOfSolids]) / ([DepOfGrease] + [DepOfSolids] + [DepOfWater]) | 0.25 | Yes | (([a] + [DepOfSolids]) / ([DepOfGrease] + [DepOfSolids] + [DepOfWater])) * 1.05
|  |  |  | Elk's Lodge #155 | 17891 | 3233 St. Joe Ctr. Rd., Fort Wayne 46835
[7 empty] | EX200 | ABOVE-FLOOR | Under the 3-compartment sink behind the bar | Watts Water Technology |  |  | 4 | gpm |  | in |  | No |  | 4 | Yes | 5 | Yes | 0.25 | No | ([DepOfGrease] + [DepOfSolids]) / ([DepOfGrease] + [DepOfSolids] + [DepOfWater]) | 0.25 | Yes | (([DepOfGrease] + [DepOfSolids]) / ([DepOfGrease] + [DepOfSolids] + [DepOfWater])) * 1.05
[7 empty] | EX201 | ABOVE-FLOOR | Under the 3-compartment sink in the back kitchen area |  |  |  | 4 | gpm |  | in |  | No |  | 4 | Yes | 5 | Yes | 0.25 | No | ([DepOfGrease] + [DepOfSolids]) / ([DepOfGrease] + [DepOfSolids] + [DepOfWater]) | 0.25 | Yes | (([DepOfGrease] + [DepOfSolids]) / ([DepOfGrease] + [DepOfSolids] + [DepOfWater])) * 1.05
|  |  |  | Ellis Funeral Home | 17475 | 1021 E. Lewis St., Lewis St., E., 1021, Fort Wayne 46803
|  |  |  | Ellison Bakery | 0043 | 4108 W. Ferguson Rd., Ferguson Rd., W., 4108, Fort Wayne 46809
[7 empty] | EX100 | OUTDOOR |  |  |  |  | 1500 | gal |  | in |  | No |  | 4 | No | 5 | No | 0.25 | No | ([DepOfGrease] + [DepOfSolids]) / ([DepOfGrease] + [DepOfSolids] + [DepOfWater]) | 0.25 | No | (([DepOfGrease] + [DepOfSolids]) / ([DepOfGrease] + [DepOfSolids] + [DepOfWater])) * 1.05
[7 empty] | EX101 | OUTDOOR |  |  |  |  | 2000 | gal |  | in |  | No |  | 4 | Yes | 5 | Yes | 0.25 | No | ([DepOfGrease] + [DepOfSolids]) / ([DepOfGrease] + [DepOfSolids] + [DepOfWater]) | 0.25 | Yes | (([DepOfGrease] + [DepOfSolids]) / ([DepOfGrease] + [DepOfSolids] + [DepOfWater])) * 1.05
|  |  |  | Elmhurst Little League | 9955 | 5800 Mason Dr., Mason Dr., 5800, Fort Wayne 46809
|  |  |  | Elmo's Pizza and Subs | 10235 | 8830 Coldwater Rd., Coldwater Rd., 8830, Fort Wayne 46825
|  |  |  | Elmo's Pizza and Subs | 10273 | 10225 Illinois Rd., Illinois Rd., 10225, Fort Wayne 46814
|  |  |  | Elmo's Pizza and Subs | 9979 | 5917 Lima Rd., Lima Rd., 5917, Fort Wayne 46818
|  |  |  | ElringKlinger Manufacturing Indiana Inc. | 17612 | 2677 Persistence Dr., Fort Wayne 46808
|  |  |  | Elzey-Patterson-Rodak Home for Funerals | 17471 | 6810 Old Trail Rd., Old Trail Rd., 6810, Fort Wayne 46809
|  |  |  | Embassy Theatre | 9020 | 125 W. Jefferson Blvd., Jefferson Blvd., W., 125, Fort Wayne 46802
[7 empty] | EX200 | ABOVE-FLOOR | next to the three basin sink |  |  |  | 25 | gpm |  | in |  | No |  | 4 | Yes | 5 | Yes | 0.25 | No | ([DepOfGrease] + [DepOfSolids]) / ([DepOfGrease] + [DepOfSolids] + [DepOfWater]) | 0.25 | Yes | (([DepOfGrease] + [DepOfSolids]) / ([DepOfGrease] + [DepOfSolids] + [DepOfWater])) * 1.05
|  |  |  | Emery | 17849 | 4900 Este Ave, Cincinnati 45232
|  |  |  | Emmanuel - St. Michael Lutheran School (CUGC) | 9225 | 1123 Union St., Union St., 1123, Fort Wayne 46802
[7 empty] | EX100 | OUTDOOR | Southwest Corner of the facility |  | 2023-08-14 |  | 1000 | gal |  | in |  | No |  | 4 | Yes | 5 | Yes | 0.25 | No | ([DepOfGrease] + [DepOfSolids]) / ([DepOfGrease] + [DepOfSolids] + [DepOfWater]) | 0.25 | Yes | (([DepOfGrease] + [DepOfSolids]) / ([DepOfGrease] + [DepOfSolids] + [DepOfWater])) * 1.05
|  |  |  | Emmanuel M.B. Church/Summer Site | 0130 | 2340 Fairfield Ave., Fairfield Ave., 2340, Fort Wayne 46807
[7 empty] | EX200 | ABOVE-FLOOR | Located under the three compartment sink, stainless steel |  |  |  | 15 | gpm |  | in | Quarterly | No |  | 4 | Yes | 5 | Yes | 0.25 | No | ([DepOfGrease] + [DepOfSolids]) / ([DepOfGrease] + [DepOfSolids] + [DepOfWater]) | 0.25 | Yes | (([DepOfGrease] + [DepOfSolids]) / ([DepOfGrease] + [DepOfSolids] + [DepOfWater])) * 1.05
|  |  |  | Emmanuel St. Michael Lutheran School | 9420 | 2131 Getz Rd., Getz Rd., 2131, Fort Wayne 46804
|  |  |  | Emmaus Lutheran Church and School | 10226 | 8626 Covington Rd., Covington Rd., 8626, Fort Wayne 46804
|  |  |  | Empower Energy | 17903 | 1744 Apple Glen Blvd., Apple Glen Blvd., 1744, Fort Wayne 46804
[7 empty] | EX200 | ABOVE-FLOOR | Located right of the mop sink. | Zurn |  |  | 10 | gpm |  | in |  | No | This trap will be maintained by maintenance. | 4 | Yes | 5 | Yes | 0.25 | No | ([DepOfGrease] + [DepOfSolids]) / ([DepOfGrease] + [DepOfSolids] + [DepOfWater]) | 0.25 | Yes | (([DepOfGrease] + [DepOfSolids]) / ([DepOfGrease] + [DepOfSolids] + [DepOfWater])) * 1.05
|  |  |  | Englewood Health and Rehabilitation Center | 9442 | 2237 Engle Rd., Engle Rd., 2237, Fort Wayne 46809
|  |  |  | Enterprise | 18071 | 9206 Lima Rd., Fort Wayne 46803
[7 empty] | EX311 | OUTDOOR | Located on the SW corner of the building |  | 2022-08-29 |  | 75 | gpm |  | in |  | No |  | 4 | Yes | 5 | Yes | 0.25 | No | ([DepOfGrease] + [DepOfSolids]) / ([DepOfGrease] + [DepOfSolids] + [DepOfWater]) | 0.25 | Yes | (([DepOfGrease] + [DepOfSolids]) / ([DepOfGrease] + [DepOfSolids] + [DepOfWater])) * 1.05
|  |  |  | Enterprise | 18935 | 5006 Lima Rd, Fort Wayne 46803
[7 empty] | EX311 | OUTDOOR | Oil Sand Separator located North East Corner of the building |  |  |  | 1000 | gal |  | in |  | No |  | 4 | Yes | 5 | Yes | 0.25 | No | ([DepOfGrease] + [DepOfSolids]) / ([DepOfGrease] + [DepOfSolids] + [DepOfWater]) | 0.25 | Yes | (([DepOfGrease] + [DepOfSolids]) / ([DepOfGrease] + [DepOfSolids] + [DepOfWater])) * 1.05
|  |  |  | ERS | 17530 | 4010 Option Pass, Fort Wayne 46818
|  |  |  | Euell A. Wilson Community Center Gym | 17923 | 1512 Oxford St., Fort Wayne 46803
[7 empty] | EX200 | ABOVE-FLOOR | Above-floor grease interceptor located behind concession counter, left of 3-compartment sink. | BK Resources | 2022-03-11 |  | 20 | gpm |  | in | Monthly | No |  | 4 | Yes | 5 | Yes | 0.25 | No | ([DepOfGrease] + [DepOfSolids]) / ([DepOfGrease] + [DepOfSolids] + [DepOfWater]) | 0.25 | Yes | (([DepOfGrease] + [DepOfSolids]) / ([DepOfGrease] + [DepOfSolids] + [DepOfWater])) * 1.05
|  |  |  | Evapar | 17299 | 3810 Concept Ct., Concept Ct., 3810, Fort Wayne 46808
[7 empty] | EX311 | OUTDOOR | South side of building just outside garage doors |  |  |  | 1000 | gal |  | in | Annual | No |  | 4 | Yes | 5 | Yes | 0.25 | No | ([DepOfGrease] + [DepOfSolids]) / ([DepOfGrease] + [DepOfSolids] + [DepOfWater]) | 0.25 | Yes | (([DepOfGrease] + [DepOfSolids]) / ([DepOfGrease] + [DepOfSolids] + [DepOfWater])) * 1.05
|  |  |  | Event Center LLC | 17898 | 8415 Clinton Park Drive, Fort Wayne 46825
[7 empty] | EX100 | OUTDOOR | SE corner of building | Midwest Tile | 2021-05-13 |  | 1000 | gal |  | in | Quarterly | Yes |  | 4 | Yes | 5 | Yes | 0.25 | No | ([DepOfGrease] + [DepOfSolids]) / ([DepOfGrease] + [DepOfSolids] + [DepOfWater]) | 0.25 | Yes | (([DepOfGrease] + [DepOfSolids]) / ([DepOfGrease] + [DepOfSolids] + [DepOfWater])) * 1.05
|  |  |  | Ever Fresh | 18393 | 7916 S. Warren Rd, Warren 46792
|  |  |  | Evergreen Grease | 18254 | 1445 Enterprise Ave, Adrian 49221
|  |  |  | Evergreen Village of Fort Wayne | 17811 | 12523 Auburn Rd., Auburn Rd., 12523, Fort Wayne 46845
[7 empty] | EX100 | OUTDOOR | Located north of the building in the concrete between the building and the parking lot. | Unknown | 2020-06-14 |  | 1000 | gal |  | in |  | No |  | 4 | Yes | 5 | Yes | 0.25 | No | ([DepOfGrease] + [DepOfSolids]) / ([DepOfGrease] + [DepOfSolids] + [DepOfWater]) | 0.25 | Yes | (([DepOfGrease] + [DepOfSolids]) / ([DepOfGrease] + [DepOfSolids] + [DepOfWater])) * 1.05
|  |  |  | Executive Inn | 9282 | 1401 W. Washington Ctr. Rd., Washington Ctr. Rd., W., 1401, Fort Wayne 46825
|  |  |  | Exquisite Energy | 17780 | 3249 St. Joe Center Rd., St. Joe Center Rd., 3249, Fort Wayne 46835
[7 empty] | EX200 | ABOVE-FLOOR | NE corner of facility, metal | Rockford Separators | 2020-01-09 |  | 20 | gpm |  | in | Every 2 Weeks | Yes |  | 4 | Yes | 5 | Yes | 0.25 | No | ([DepOfGrease] + [DepOfSolids]) / ([DepOfGrease] + [DepOfSolids] + [DepOfWater]) | 0.25 | Yes | (([DepOfGrease] + [DepOfSolids]) / ([DepOfGrease] + [DepOfSolids] + [DepOfWater])) * 1.05
|  |  |  | Extended Stay America | 9959 | 5810 Challenger Pkwy., Challenger Pkwy., 5810, Fort Wayne 46818
|  |  |  | Extended StayAmerica | 10219 | 8309 W. Jefferson Blvd., Jefferson Blvd., W., 8309, Fort Wayne 46804
|  |  |  | EZ Gaz | 18224 | 8603 Bluffton Rd., Fort Wayne 46809
[7 empty] | EX100 | OUTDOOR | Middle GI, E. of facility |  | 2024-01-03 |  | 1000 | gal |  | in |  | No |  | 4 | Yes | 5 | Yes | 0.25 | No | ([DepOfGrease] + [DepOfSolids]) / ([DepOfGrease] + [DepOfSolids] + [DepOfWater]) | 0.25 | Yes | (([DepOfGrease] + [DepOfSolids]) / ([DepOfGrease] + [DepOfSolids] + [DepOfWater])) * 1.05
|  |  |  | Fair Oak Motel | 10099 | 6511 Bluffton Rd., Bluffton Rd., 6511, Fort Wayne 46809
|  |  |  | Fair Play Volleyball | 9069 | 405 River Bend Ct., River Bend Ct., 405, Fort Wayne 46803
[7 empty] | EX200 | ABOVE-FLOOR | under small three basin |  |  |  | 15 | gpm |  | in | Weekly | No |  | 4 | Yes | 5 | Yes | 0.25 | No | ([DepOfGrease] + [DepOfSolids]) / ([DepOfGrease] + [DepOfSolids] + [DepOfWater]) | 0.25 | Yes | (([DepOfGrease] + [DepOfSolids]) / ([DepOfGrease] + [DepOfSolids] + [DepOfWater])) * 1.05
|  |  |  | Fairbridge Inn & Suites | 18021 | 5707 Challenger Pkwy, Fort Wayne 46818
[7 empty] | EX200 | IN-FLOOR | In walkway of kitchen, in front of 3-basin |  | 2022-07-26 |  | 20 | gpm |  | in |  | No |  | 4 | Yes | 5 | Yes | 0.25 | No | ([DepOfGrease] + [DepOfSolids]) / ([DepOfGrease] + [DepOfSolids] + [DepOfWater]) | 0.25 | Yes | (([DepOfGrease] + [DepOfSolids]) / ([DepOfGrease] + [DepOfSolids] + [DepOfWater])) * 1.05
|  |  |  | Fairfield Elementary School | 9527 | 2825 Fairfield Ave., Fairfield Ave., 2825, Fort Wayne 46807
|  |  |  | Fairfield Gasway | 9791 | 4230 S. Fairfield Ave., Fairfield Ave., S., 4230, Fort Wayne 46807
[7 empty] | EX200 | ABOVE-FLOOR | Under the 3-basin sink, above the floor in the kitchen. | Zurn Industries, LLC | 2018-12-17 |  | 20 | gpm |  | in | Monthly | Yes |  | 4 | Yes | 5 | Yes | 0.25 | No | ([DepOfGrease] + [DepOfSolids]) / ([DepOfGrease] + [DepOfSolids] + [DepOfWater]) | 0.25 | Yes | (([DepOfGrease] + [DepOfSolids]) / ([DepOfGrease] + [DepOfSolids] + [DepOfWater])) * 1.05
|  |  |  | Fairfield Inn and Suites | 10000 | 6021 Lima Rd., Lima Rd., 6021, Fort Wayne 46818
[7 empty] | EX200 | ABOVE-FLOOR | Right of 3-basin | Canplas |  |  | 20 | gpm |  | in |  | No |  | 4 | Yes | 5 | Yes | 0.25 | No | ([DepOfGrease] + [DepOfSolids]) / ([DepOfGrease] + [DepOfSolids] + [DepOfWater]) | 0.25 | Yes | (([DepOfGrease] + [DepOfSolids]) / ([DepOfGrease] + [DepOfSolids] + [DepOfWater])) * 1.05
|  |  |  | Fairfield Marathon | 9614 | 3230 Fairfield Ave., Fairfield Ave., 3230, Fort Wayne 46807
|  |  |  | Fairfield Point Marathon | 9444 | 2302 Fairfield Ave., Fairfield Ave., 2302, Fort Wayne 46807
[7 empty] | EX200 | ABOVE-FLOOR | Located in the back storage area. On the south wall, right of the utility sink. | Yescom |  |  | 4 | gpm |  | in | Every 2 Weeks | No |  | 4 | Yes | 5 | Yes | 0.25 | No | ([DepOfGrease] + [DepOfSolids]) / ([DepOfGrease] + [DepOfSolids] + [DepOfWater]) | 0.25 | Yes | (([DepOfGrease] + [DepOfSolids]) / ([DepOfGrease] + [DepOfSolids] + [DepOfWater])) * 1.05
|  |  |  | Faith Baptist Pre-school | 10110 | 6600 Trier Rd., Trier Rd., 6600, Fort Wayne 46815
|  |  |  | Faith Lutheran | 9341 | 1700 E. Pettit Ave., Pettit Ave., E., 1700, Fort Wayne 46806
|  |  |  | Faith Preschool | 10314 | 10707 Coldwater Rd., Coldwater Rd., 10707, Fort Wayne 46845
|  |  |  | Faith United Methodist Church | 18061 | 207 E. Dewald St., Fort Wayne 46803
[7 empty] | EX200 | ABOVE-FLOOR | Located in the basement kitchen left of the 3-Basin | BK Resources | 2022-09-01 |  | 20 | gpm |  | in |  | No |  | 4 | Yes | 5 | Yes | 0.25 | No | ([DepOfGrease] + [DepOfSolids]) / ([DepOfGrease] + [DepOfSolids] + [DepOfWater]) | 0.25 | Yes | (([DepOfGrease] + [DepOfSolids]) / ([DepOfGrease] + [DepOfSolids] + [DepOfWater])) * 1.05
|  |  |  | Family Asia Grocery | 17543 | 4128 S. Clinton St. Ste. B, Clinton St., S., 4128., Ste. B, Fort Wayne 46806
[7 empty] | EX600 |  | No grease trap needed, only washing vegetables. |  |  |  |  | gal |  | in |  | No |  | 4 | Yes | 5 | Yes | 0.25 | No | ([DepOfGrease] + [DepOfSolids]) / ([DepOfGrease] + [DepOfSolids] + [DepOfWater]) | 0.25 | Yes | (([DepOfGrease] + [DepOfSolids]) / ([DepOfGrease] + [DepOfSolids] + [DepOfWater])) * 1.05
|  |  |  | Family Dollar Store #1069 | 9004 | 102 E. Rudisill Blvd., Rudisill Blvd., E., 102, Fort Wayne 46806
|  |  |  | Family Dollar Store #3028 | 10091 | 6443 Bluffton Rd., Bluffton Rd., 6443, Fort Wayne 46809
|  |  |  | Farmers Finest LLC - Interstate Cold Storage | 1014 | 6606 Lincoln Pkwy., Lincoln Pkwy., 6606, Fort Wayne 46804
|  |  |  | Fast Track Racing | 17311 | 605 W. Coliseum Blvd., Coliseum Blvd., W., 605, Fort Wayne 46808
[7 empty] | EX200 | ABOVE-FLOOR | Under three basin sink, above the floor, grey plastic. | Canplas |  |  | 20 | gpm |  | in |  | No | Cleaning every 8 weeks, not much food served. | 4 | Yes | 5 | Yes | 0.25 | No | ([DepOfGrease] + [DepOfSolids]) / ([DepOfGrease] + [DepOfSolids] + [DepOfWater]) | 0.25 | Yes | (([DepOfGrease] + [DepOfSolids]) / ([DepOfGrease] + [DepOfSolids] + [DepOfWater])) * 1.05
|  |  |  | Fazoli's Restaurant #5908 | 6403 | 439 W. Coliseum Blvd., Coliseum Blvd., W., 439, Fort Wayne 46805
[7 empty] | EX100 | OUTDOOR | Located in cement slab on south side of building |  | 2017-01-09 |  | 1000 | gal |  | in | Quarterly | No | This is a new install on 1/9/2017. They tore the old one out | 4 | Yes | 5 | Yes | 0.25 | No | ([DepOfGrease] + [DepOfSolids]) / ([DepOfGrease] + [DepOfSolids] + [DepOfWater]) | 0.25 | Yes | (([DepOfGrease] + [DepOfSolids]) / ([DepOfGrease] + [DepOfSolids] + [DepOfWater])) * 1.05
[7 empty] | EX800 | OUTDOOR | Located in cement slab on south side of building | Unknown |  | 2017-01-09 | 1000 | gal |  | in | SemiAnnual | No | Removed | 4 | Yes | 5 | Yes | 0.25 | No | ([DepOfGrease] + [DepOfSolids]) / ([DepOfGrease] + [DepOfSolids] + [DepOfWater]) | 0.25 | Yes | (([DepOfGrease] + [DepOfSolids]) / ([DepOfGrease] + [DepOfSolids] + [DepOfWater])) * 1.05
|  |  |  | Fazoli's Restaurant #5909 | 6404 | 6525 Stellhorn Rd., Stellhorn Rd., 6525, Fort Wayne 46815
[7 empty] | EX100 | OUTDOOR | Located east of building by drive thru window. Two access manholes. Both inlet and outlet tees in place. | Unknown | 2018-12-11 |  | 1000 | gal |  | in | Quarterly | No | Replaced 12/11/18. | 4 | Yes | 5 | Yes | 0.25 | No | ([DepOfGrease] + [DepOfSolids]) / ([DepOfGrease] + [DepOfSolids] + [DepOfWater]) | 0.25 | Yes | (([DepOfGrease] + [DepOfSolids]) / ([DepOfGrease] + [DepOfSolids] + [DepOfWater])) * 1.05
|  |  |  | Faztek | 18899 | 12788 Bluffton Rd., Fort Wayne 46809
|  |  |  | FCS, Inc. | 17384 | 855 Runnion Ave, Runnion Ave., 855, Fort Wayne 46808
|  |  |  | Fellowship Missionary Church | 17280 | 2536 Tillman Rd., Tillman Rd., 2536, Fort Wayne 46803
[7 empty] | EX600 |  | No grease trap |  |  |  |  | gal |  | in |  | No |  | 4 | Yes | 5 | Yes | 0.25 | No | ([DepOfGrease] + [DepOfSolids]) / ([DepOfGrease] + [DepOfSolids] + [DepOfWater]) | 0.25 | Yes | (([DepOfGrease] + [DepOfSolids]) / ([DepOfGrease] + [DepOfSolids] + [DepOfWater])) * 1.05
|  |  |  | Fire Station Number 10 | 9583 | 3122 N. Anthony Blvd., Anthony Blvd., N., 3122, Fort Wayne 46805
|  |  |  | Firefly Coffee House | 9667 | 3523 N. Anthony Blvd., Anthony Blvd., N., 3523, Fort Wayne 46805
[7 empty] | EX200 | IN-FLOOR | In kitchen on south wall, under 3-basin sink. Grey plastic in-floor model. | Endura Grease Interceptor |  |  | 15 | gpm |  | in | Quarterly | No |  | 4 | Yes | 5 | Yes | 0.25 | No | ([DepOfGrease] + [DepOfSolids]) / ([DepOfGrease] + [DepOfSolids] + [DepOfWater]) | 0.25 | Yes | (([DepOfGrease] + [DepOfSolids]) / ([DepOfGrease] + [DepOfSolids] + [DepOfWater])) * 1.05
|  |  |  | Firehouse Reception Hall | 10117 | 6700 Moeller Rd., Moeller Rd., 6700, Fort Wayne 46806
|  |  |  | Firehouse Reception Hall | 9626 | 3322 Honway Ct., Honway Ct., 3322, Fort Wayne 46806
[7 empty] | EX200 | IN-FLOOR | Located in the floor, underneath the middle prep table. | Josam |  |  | 20 | gpm |  | in | Every 2 Weeks | No | This grease trap is deteriorated and needs replaced. | 4 | Yes | 5 | Yes | 0.25 | No | ([DepOfGrease] + [DepOfSolids]) / ([DepOfGrease] + [DepOfSolids] + [DepOfWater]) | 0.25 | Yes | (([DepOfGrease] + [DepOfSolids]) / ([DepOfGrease] + [DepOfSolids] + [DepOfWater])) * 1.05
|  |  |  | Firehouse Subs | 0176 | 5215 Illinois Rd., Ste. 106, Illinois Rd., 5215, Ste. 106, Fort Wayne 46804
[7 empty] | EX200 | IN-FLOOR | Located in kitchen under 3-basin sink | Canplas | 2011-11-09 |  | 25 | gpm |  | in |  | No |  | 4 | Yes | 5 | Yes | 0.25 | No | ([DepOfGrease] + [DepOfSolids]) / ([DepOfGrease] + [DepOfSolids] + [DepOfWater]) | 0.25 | Yes | (([DepOfGrease] + [DepOfSolids]) / ([DepOfGrease] + [DepOfSolids] + [DepOfWater])) * 1.05
|  |  |  | Firehouse Subs | 0959 | 4423 Coldwater Rd., Coldwater Rd., 4423, Fort Wayne 46805
[7 empty] | EX200 | IN-FLOOR | Located in kitchen floor under 3-basin sink. Metal. | Unknown | 2012-10-25 |  | 50 | gpm |  | in |  | Yes |  | 4 | Yes | 5 | Yes | 0.25 | No | ([DepOfGrease] + [DepOfSolids]) / ([DepOfGrease] + [DepOfSolids] + [DepOfWater]) | 0.25 | Yes | (([DepOfGrease] + [DepOfSolids]) / ([DepOfGrease] + [DepOfSolids] + [DepOfWater])) * 1.05
|  |  |  | First Presbyterian Daycare | 9047 | 300 W. Wayne St., Wayne St., W., 300, Fort Wayne 46802
|  |  |  | First Redeemed by the Blood Church | 2097 | 3130 New Haven Ave., New Haven Ave., 3130, Fort Wayne 46803
|  |  |  | First Watch | 9815 | 4541 Illinois Rd., Illinois Rd., 4541, Fort Wayne 46804
[7 empty] | EX100 | OUTDOOR | Located in grass at southeast corner of building | Unknown |  |  | 1000 | gal |  | in |  | No |  | 4 | Yes | 5 | Yes | 0.25 | No | ([DepOfGrease] + [DepOfSolids]) / ([DepOfGrease] + [DepOfSolids] + [DepOfWater]) | 0.25 | Yes | (([DepOfGrease] + [DepOfSolids]) / ([DepOfGrease] + [DepOfSolids] + [DepOfWater])) * 1.05
|  |  |  | Five Guys Burgers and Fries | 18484 | 4978 E. Dupont Rd., Fort Wayne 46825
[7 empty] | EX100 | OUTDOOR | Southeast corner of the building behind back door |  | 2026-03-27 |  | 1000 | gal |  | in |  | Yes |  | 4 | Yes | 5 | Yes | 0.25 | No | ([DepOfGrease] + [DepOfSolids]) / ([DepOfGrease] + [DepOfSolids] + [DepOfWater]) | 0.25 | Yes | (([DepOfGrease] + [DepOfSolids]) / ([DepOfGrease] + [DepOfSolids] + [DepOfWater])) * 1.05
|  |  |  | Five Guys Burgers and Fries | 867 | 801 Northcrest Shopping Center, Fort Wayne 46805
[7 empty] | EX100 | OUTDOOR | South of the building, directly behind the back door to the facility | Unknown |  |  | 1000 | gal |  | in | Monthly | No | In the back of the building | 4 | Yes | 5 | Yes | 0.25 | No | ([DepOfGrease] + [DepOfSolids]) / ([DepOfGrease] + [DepOfSolids] + [DepOfWater]) | 0.25 | Yes | (([DepOfGrease] + [DepOfSolids]) / ([DepOfGrease] + [DepOfSolids] + [DepOfWater])) * 1.05
|  |  |  | Five Lakes Coffee | 17490 | 8939 Lima Rd., Lima Rd., 8939, Fort Wayne 46818
[7 empty] | EX100 | OUTDOOR | in the drive thru |  |  |  | 1000 | gal |  | in | Quarterly | No |  | 4 | Yes | 5 | Yes | 0.25 | No | ([DepOfGrease] + [DepOfSolids]) / ([DepOfGrease] + [DepOfSolids] + [DepOfWater]) | 0.25 | Yes | (([DepOfGrease] + [DepOfSolids]) / ([DepOfGrease] + [DepOfSolids] + [DepOfWater])) * 1.05
[7 empty] | EX200 | ABOVE-FLOOR | Located on S wall E of driver thru | Zurn | 2020-11-05 |  | 4 | gpm | 8 | lbs |  | No | Services dipper wells + rinse sink on the S wall by dining room. | 4 | Yes | 5 | Yes | 0.25 | No | ([DepOfGrease] + [DepOfSolids]) / ([DepOfGrease] + [DepOfSolids] + [DepOfWater]) | 0.25 | Yes | (([DepOfGrease] + [DepOfSolids]) / ([DepOfGrease] + [DepOfSolids] + [DepOfWater])) * 1.05
[7 empty] | EX201 | ABOVE-FLOOR | Under the right side of the counter with the espresso machines. | Zurn Industries, LLC |  |  | 4 | gpm |  | in | Weekly | No |  | 4 | Yes | 5 | Yes | 0.25 | No | ([DepOfGrease] + [DepOfSolids]) / ([DepOfGrease] + [DepOfSolids] + [DepOfWater]) | 0.25 | Yes | (([DepOfGrease] + [DepOfSolids]) / ([DepOfGrease] + [DepOfSolids] + [DepOfWater])) * 1.05
|  |  |  | Five Star Residences of Fort Wayne | 9488 | 2601 Covington Commons Dr., Covington Commons Dr., 2601, Fort Wayne 46804
[7 empty] | EX100 | OUTDOOR |  |  |  |  | 1000 | gal |  | in |  | No |  | 4 | Yes | 5 | Yes | 0.25 | No | ([DepOfGrease] + [DepOfSolids]) / ([DepOfGrease] + [DepOfSolids] + [DepOfWater]) | 0.25 | Yes | (([DepOfGrease] + [DepOfSolids]) / ([DepOfGrease] + [DepOfSolids] + [DepOfWater])) * 1.05
|  |  |  | Foellinger Theater | 18025 | 3411 Sherman Blvd., Fort Wayne 46808
[7 empty] | EX200 | ABOVE-FLOOR | Under 3-basin sink | Zurn | 2022-06-09 |  | 4 | gpm |  | in | Monthly | Yes |  | 4 | Yes | 5 | Yes | 0.25 | No | ([DepOfGrease] + [DepOfSolids]) / ([DepOfGrease] + [DepOfSolids] + [DepOfWater]) | 0.25 | Yes | (([DepOfGrease] + [DepOfSolids]) / ([DepOfGrease] + [DepOfSolids] + [DepOfWater])) * 1.05
|  |  |  | Forest Park Elementary School | 9399 | 2004 Alabama Ave., Alabama Ave., 2004, Fort Wayne 46805
|  |  |  | Forever Nutrition | 18453 | 349 McKinnie Ave., Fort Wayne 46803
[7 empty] | EX200 | ABOVE-FLOOR | New grease trap |  |  |  | 15 | gpm |  | in |  | No |  | 4 | Yes | 5 | Yes | 0.25 | No | ([DepOfGrease] + [DepOfSolids]) / ([DepOfGrease] + [DepOfSolids] + [DepOfWater]) | 0.25 | Yes | (([DepOfGrease] + [DepOfSolids]) / ([DepOfGrease] + [DepOfSolids] + [DepOfWater])) * 1.05
|  |  |  | Forge Industrial Staffing | 17843 | 5618 Coldwater Rd., Fort Wayne 46803
[7 empty] | EX100 | OUTDOOR | Located along NE corner of building. | Unknown | 2020-08-04 |  | 1000 | gal |  | in | Quarterly | No |  | 4 | Yes | 5 | Yes | 0.25 | No | ([DepOfGrease] + [DepOfSolids]) / ([DepOfGrease] + [DepOfSolids] + [DepOfWater]) | 0.25 | Yes | (([DepOfGrease] + [DepOfSolids]) / ([DepOfGrease] + [DepOfSolids] + [DepOfWater])) * 1.05
|  |  |  | Fort Wayne Airport | 17344 | 3801 W. Ferguson Rd., Fort Wayne 46809
|  |  |  | Fort Wayne Baptist/Food Bank | 9455 | 2323 Fairfield Ave., Fairfield Ave., 2323, Fort Wayne 46807
|  |  |  | Fort Wayne Children's Zoo Aquatic Building - Quarantine Bldg | 17594 | 3539 Wells St., Wells St., 3539, Fort Wayne 46808
|  |  |  | Fort Wayne Cinema Center | 9092 | 437 E. Berry St., Berry St., E., 437, Fort Wayne 46802
[7 empty] | EX600 | [6 empty] | gal |  | in |  | No |  | 4 | Yes | 5 | Yes | 0.25 | No | ([DepOfGrease] + [DepOfSolids]) / ([DepOfGrease] + [DepOfSolids] + [DepOfWater]) | 0.25 | Yes | (([DepOfGrease] + [DepOfSolids]) / ([DepOfGrease] + [DepOfSolids] + [DepOfWater])) * 1.05
|  |  |  | Fort Wayne Community Schools Nutrition Services Center | 9600 | 3211 W. Ludwig Rd., Ludwig Rd., W., 3211, Fort Wayne 46818
[7 empty] | EX120 | OUTDOOR | SW of building near parking lot |  |  |  | 1500 | gal |  | in |  | No |  | 4 | Yes | 5 | Yes | 0.25 | No | ([DepOfGrease] + [DepOfSolids]) / ([DepOfGrease] + [DepOfSolids] + [DepOfWater]) | 0.25 | Yes | (([DepOfGrease] + [DepOfSolids]) / ([DepOfGrease] + [DepOfSolids] + [DepOfWater])) * 1.05
|  |  |  | Fort Wayne Community Schools, South Transportation Center | 17334 | 6006 Ardmore Ave., Ardmore Ave., 6006, Fort Wayne 46809
|  |  |  | Fort Wayne Country Club | 9568 | 5221 Covington Rd., Covington Rd., 5221, Fort Wayne 46804
|  |  |  | Fort Wayne Distribution Center | 17482 | 12301 Bluffton Rd., Fort Wayne 46809
|  |  |  | Fort Wayne Fire Museum | 3435 | 226 W. Washington Blvd., Washington Blvd., W., 226, Fort Wayne 46802
|  |  |  | Fort Wayne Fire Station #14 | 18129 | 2224 Reed Rd., Reed Rd., 2224, Fort Wayne 46814
[7 empty] | EX311 |  | Located on the south side of the bldg. | Striem | 2023-03-22 |  | 500 | gal |  | in |  | Yes |  | 4 | Yes | 5 | Yes | 0.25 | No | ([DepOfGrease] + [DepOfSolids]) / ([DepOfGrease] + [DepOfSolids] + [DepOfWater]) | 0.25 | Yes | (([DepOfGrease] + [DepOfSolids]) / ([DepOfGrease] + [DepOfSolids] + [DepOfWater])) * 1.05
|  |  |  | Fort Wayne Halal Market LLC. | 1215 | 2326 Hobson Rd, Hobson Rd., 2326, Fort Wayne 46805
[7 empty] | EX200 | ABOVE-FLOOR | Located below the 3 compartment sink, above the floor, grey metal. | Unknown |  |  | 20 | gpm |  | in | Every 2 Weeks | No |  | 4 | Yes | 5 | Yes | 0.25 | No | ([DepOfGrease] + [DepOfSolids]) / ([DepOfGrease] + [DepOfSolids] + [DepOfWater]) | 0.25 | Yes | (([DepOfGrease] + [DepOfSolids]) / ([DepOfGrease] + [DepOfSolids] + [DepOfWater])) * 1.05
|  |  |  | Fort Wayne Halal Meat & Grocery | 9453 | 2322 Hobson Rd., Hobson Rd., 2322, Fort Wayne 46805
|  |  |  | Fort Wayne Hilton/Feature Bar & Restaurant | 9201 | 1020 S. Calhoun St., Calhoun St., S., 1020, Fort Wayne 46802
[7 empty] | EX120 | ABOVE-FLOOR | Automatic Grease Interceptor AGI-1 In Grand Wayne Kitchen Area near tip kettles |  |  |  | 75 | gpm |  | in | Weekly | No |  | 4 | Yes | 5 | Yes | 0.25 | No | ([DepOfGrease] + [DepOfSolids]) / ([DepOfGrease] + [DepOfSolids] + [DepOfWater]) | 0.25 | Yes | (([DepOfGrease] + [DepOfSolids]) / ([DepOfGrease] + [DepOfSolids] + [DepOfWater])) * 1.05
[7 empty] | EX200 | ABOVE-FLOOR | Automatic Grease Interceptor AGI-2 in front line kitchen area near elevator |  |  |  | 75 | gpm |  | in | Weekly | No |  | 4 | Yes | 5 | Yes | 0.25 | No | ([DepOfGrease] + [DepOfSolids]) / ([DepOfGrease] + [DepOfSolids] + [DepOfWater]) | 0.25 | Yes | (([DepOfGrease] + [DepOfSolids]) / ([DepOfGrease] + [DepOfSolids] + [DepOfWater])) * 1.05
[7 empty] | EX201 | ABOVE-FLOOR | Automatic Grease Interceptor AGI-3 in Grand Wayne Kitchen Area near brick fire place |  |  |  | 75 | gpm |  | in | Weekly | No |  | 4 | Yes | 5 | Yes | 0.25 | No | ([DepOfGrease] + [DepOfSolids]) / ([DepOfGrease] + [DepOfSolids] + [DepOfWater]) | 0.25 | Yes | (([DepOfGrease] + [DepOfSolids]) / ([DepOfGrease] + [DepOfSolids] + [DepOfWater])) * 1.05
[7 empty] | EX202 |  | Automatic Grease Interceptor under pre-rinse sink. Has a 1.5 gallon strainer ahead of it. |  |  |  | 25 | gpm |  | in |  | No |  | 4 | Yes | 5 | Yes | 0.25 | No | ([DepOfGrease] + [DepOfSolids]) / ([DepOfGrease] + [DepOfSolids] + [DepOfWater]) | 0.25 | Yes | (([DepOfGrease] + [DepOfSolids]) / ([DepOfGrease] + [DepOfSolids] + [DepOfWater])) * 1.05
|  |  |  | Fort Wayne Inn | 9544 | 2908 Goshen Rd., Goshen Rd., 2908, Fort Wayne 46808
|  |  |  | Fort Wayne International Airpor Authority | 0106 | 3801 W. Ferguson Rd., Ferguson Rd., W., 3801, Fort Wayne 46809
[7 empty] | EX100 | OUTDOOR | Behind the restaurant in the sidewalk inside the Airport Security Zone | Unknown |  |  | 1000 | gal |  | in | SemiAnnual | No |  | 4 | Yes | 5 | Yes | 0.25 | No | ([DepOfGrease] + [DepOfSolids]) / ([DepOfGrease] + [DepOfSolids] + [DepOfWater]) | 0.25 | Yes | (([DepOfGrease] + [DepOfSolids]) / ([DepOfGrease] + [DepOfSolids] + [DepOfWater])) * 1.05
|  |  |  | Fort Wayne Kia | 17337 | 1112 Avenue of Autos, Avenue of Autos, 1112, Fort Wayne 46804
[7 empty] | EX311 | OUTDOOR | Oil/Sand Separator |  |  |  | 1000 | gal |  | in |  | Yes | Located on the East side of the building near exit over head door | 4 | Yes | 5 | Yes | 0.25 | No | ([DepOfGrease] + [DepOfSolids]) / ([DepOfGrease] + [DepOfSolids] + [DepOfWater]) | 0.25 | Yes | (([DepOfGrease] + [DepOfSolids]) / ([DepOfGrease] + [DepOfSolids] + [DepOfWater])) * 1.05
|  |  |  | Fort Wayne Lexus | 17542 | 5920 Illinois Rd., Illinois Rd., 5920, Fort Wayne 46803
[7 empty] | EX311 | IN-FLOOR | Oil interceptor is located in the Reception Drive area | Zurn | 2017-09-25 |  | 50 | gpm |  | in |  | Yes |  | 4 | Yes | 5 | Yes | 0.25 | No | ([DepOfGrease] + [DepOfSolids]) / ([DepOfGrease] + [DepOfSolids] + [DepOfWater]) | 0.25 | Yes | (([DepOfGrease] + [DepOfSolids]) / ([DepOfGrease] + [DepOfSolids] + [DepOfWater])) * 1.05
|  |  |  | Fort Wayne Museum of Art | 9057 | 311 E. Main St., Main St., E., 311, Fort Wayne 46802
|  |  |  | Fort Wayne Parks | 17362 | 3000 Hanna St., Fort Wayne 46806
|  |  |  | Fort Wayne Parks & Recreation Community Center | 9041 | 233 W. Main St., Main St., W., 233, Fort Wayne 46802
[7 empty] | EX200 | ABOVE-FLOOR | under three basin sink |  |  |  | 20 | gpm |  | in | Monthly | No |  | 4 | Yes | 5 | Yes | 0.25 | No | ([DepOfGrease] + [DepOfSolids]) / ([DepOfGrease] + [DepOfSolids] + [DepOfWater]) | 0.25 | Yes | (([DepOfGrease] + [DepOfSolids]) / ([DepOfGrease] + [DepOfSolids] + [DepOfWater])) * 1.05
|  |  |  | Fort Wayne Quality Tire and Auto Services | 17619 | 433 W. Paulding Rd, Paulding Rd., W., 433, Fort Wayne 46807
[7 empty] | EX200 | ABOVE-FLOOR | Black plastic above floor model located to the right of the 3-basin sink. | BK Resources |  |  | 7 | gpm |  | in | Monthly | No | Only make nutrition shakes. | 4 | Yes | 5 | Yes | 0.25 | No | ([DepOfGrease] + [DepOfSolids]) / ([DepOfGrease] + [DepOfSolids] + [DepOfWater]) | 0.25 | Yes | (([DepOfGrease] + [DepOfSolids]) / ([DepOfGrease] + [DepOfSolids] + [DepOfWater])) * 1.05
|  |  |  | Fort Wayne Rescue Mission (CUGC) | 17812 | 404 E. Washington Blvd., Fort Wayne 46803
[7 empty] | EX100 | OUTDOOR | located E of building in parking stall. | Unknown |  |  | 1000 | gal |  | in |  | No | Newly installed for inspection on 6/24/2020 | 4 | Yes | 5 | Yes | 0.25 | No | ([DepOfGrease] + [DepOfSolids]) / ([DepOfGrease] + [DepOfSolids] + [DepOfWater]) | 0.25 | Yes | (([DepOfGrease] + [DepOfSolids]) / ([DepOfGrease] + [DepOfSolids] + [DepOfWater])) * 1.05
|  |  |  | Fort Wayne Sport Club | 9572 | 3102 Ardmore Ave., Ardmore Ave., 3102, Fort Wayne 46802
|  |  |  | Fort Wayne Storage | 18214 | 733 E. Till Rd., Till Rd., E., 733, Fort Wayne 46825
[7 empty] | EX311 | OUTDOOR | Oil/Sand Separator |  | 2023-12-12 |  | 1000 | gal |  | in |  | No | Located west side of bldg. In the landscape stone next to the bldg. | 4 | Yes | 5 | Yes | 0.25 | No | ([DepOfGrease] + [DepOfSolids]) / ([DepOfGrease] + [DepOfSolids] + [DepOfWater]) | 0.25 | Yes | (([DepOfGrease] + [DepOfSolids]) / ([DepOfGrease] + [DepOfSolids] + [DepOfWater])) * 1.05
|  |  |  | Fort Wayne Storage - Downtown | 9061 | 324 E. State Blvd., State Blvd., E., 324, Fort Wayne 46805
|  |  |  | Fort Wayne Toyota | 18177 | 5900 Illinois Rd., Illinois Rd., 5900, Fort Wayne 46804
[7 empty] | EX311 | OUTDOOR | Oil Sand Separator - Cement |  | 2023-07-06 |  | 1000 | gal |  | in |  | Yes | Captures flow from carwash and maintenance shop | 4 | Yes | 5 | Yes | 0.25 | No | ([DepOfGrease] + [DepOfSolids]) / ([DepOfGrease] + [DepOfSolids] + [DepOfWater]) | 0.25 | Yes | (([DepOfGrease] + [DepOfSolids]) / ([DepOfGrease] + [DepOfSolids] + [DepOfWater])) * 1.05
|  |  |  | Fort Wayne Turners | 9681 | 3636 Parnell Ave., Parnell Ave., 3636, Fort Wayne 46805
[7 empty] | EX200 | ABOVE-FLOOR | In basement in locked storage room of facility. | Schier Products | 2022-01-19 |  | 25 | gpm |  | in | Monthly | Yes |  | 4 | Yes | 5 | Yes | 0.25 | No | ([DepOfGrease] + [DepOfSolids]) / ([DepOfGrease] + [DepOfSolids] + [DepOfWater]) | 0.25 | Yes | (([DepOfGrease] + [DepOfSolids]) / ([DepOfGrease] + [DepOfSolids] + [DepOfWater])) * 1.05
|  |  |  | Fort Wayne Urban League | 9422 | 2135 Hanna St., Hanna St., 2135, Fort Wayne 46803
[7 empty] | EX200 | IN-FLOOR | Under 3-basin sink, in floor. Grey plastic. | Canplas |  |  | 25 | gpm |  | in | Monthly | No | Cleaned by janitorial staff. | 4 | Yes | 5 | Yes | 0.25 | No | ([DepOfGrease] + [DepOfSolids]) / ([DepOfGrease] + [DepOfSolids] + [DepOfWater]) | 0.25 | Yes | (([DepOfGrease] + [DepOfSolids]) / ([DepOfGrease] + [DepOfSolids] + [DepOfWater])) * 1.05
|  |  |  | Fort Wayne Vehicle Auction | 9672 | 3600 E. Washington Blvd., Washington Blvd., E., 3600, Fort Wayne 46803
|  |  |  | Fort Wayne Zoo (CUGC) | 9642 | 3411 Sherman Blvd., Sherman Blvd., 3411, Fort Wayne 46808
[7 empty] | EX100 | OUTDOOR | Next to tiger exhibit through Gate #2 off Sherman rd. - Right next to the merry-go-round on the other side of the fence |  | 2025-03-28 |  | 1000 | gal |  | in | Quarterly | Yes |  | 4 | Yes | 5 | Yes | 0.25 | No | ([DepOfGrease] + [DepOfSolids]) / ([DepOfGrease] + [DepOfSolids] + [DepOfWater]) | 0.25 | Yes | (([DepOfGrease] + [DepOfSolids]) / ([DepOfGrease] + [DepOfSolids] + [DepOfWater])) * 1.05
[7 empty] | EX200 | ABOVE-FLOOR | Located at Ray's Barefoot Grill concession stand under the three basin sink |  |  |  | 35 | gpm |  | in |  | No |  | 4 | Yes | 5 | Yes | 0.25 | No | ([DepOfGrease] + [DepOfSolids]) / ([DepOfGrease] + [DepOfSolids] + [DepOfWater]) | 0.25 | Yes | (([DepOfGrease] + [DepOfSolids]) / ([DepOfGrease] + [DepOfSolids] + [DepOfWater])) * 1.05
[7 empty] | EX201 | ABOVE-FLOOR | Located in Commissary Bldg. (Human Food) Right of the 3-basin sink, on the north wall. | Schier Products |  |  | 50 | gpm |  | in |  | No |  | 4 | Yes | 5 | Yes | 0.25 | No | ([DepOfGrease] + [DepOfSolids]) / ([DepOfGrease] + [DepOfSolids] + [DepOfWater]) | 0.25 | Yes | (([DepOfGrease] + [DepOfSolids]) / ([DepOfGrease] + [DepOfSolids] + [DepOfWater])) * 1.05
[7 empty] | EX202 | ABOVE-FLOOR | Stroller and Concession area at the front of the zoo. Above floor under left side of 3-basin sink |  | 2021-07-20 |  | 20 | gpm |  | in | Every 2 Weeks | No |  | 4 | Yes | 5 | Yes | 0.25 | No | ([DepOfGrease] + [DepOfSolids]) / ([DepOfGrease] + [DepOfSolids] + [DepOfWater]) | 0.25 | Yes | (([DepOfGrease] + [DepOfSolids]) / ([DepOfGrease] + [DepOfSolids] + [DepOfWater])) * 1.05
[7 empty] | EX203 | IN-FLOOR | Adventure concessions. Right of the 3-basin sink |  | 2023-09-22 |  | 25 | gpm |  | in |  | No |  | 4 | Yes | 5 | Yes | 0.25 | No | ([DepOfGrease] + [DepOfSolids]) / ([DepOfGrease] + [DepOfSolids] + [DepOfWater]) | 0.25 | Yes | (([DepOfGrease] + [DepOfSolids]) / ([DepOfGrease] + [DepOfSolids] + [DepOfWater])) * 1.05
[7 empty] | EX800 | OUTDOOR | In-ground by Tiger Exhibit by bamboo between fences along Sherman Street. 1 manhole |  |  |  | 2000 | gal |  | in | Quarterly | No | previously EX100 --> removed 3/28/25 and replaced | 4 | Yes | 5 | Yes | 0.25 | No | ([DepOfGrease] + [DepOfSolids]) / ([DepOfGrease] + [DepOfSolids] + [DepOfWater]) | 0.25 | Yes | (([DepOfGrease] + [DepOfSolids]) / ([DepOfGrease] + [DepOfSolids] + [DepOfWater])) * 1.05
|  |  |  | Fortezza Coffee | 1255 | 819 S. Calhoun St., Calhoun St., S., 819, Fort Wayne 46802
[7 empty] | EX200 | IN-FLOOR | Beneath the floor in prep room underneath the hand sink in the corner |  |  |  | 25 | gpm |  | in | Weekly | No |  | 4 | Yes | 5 | Yes | 0.25 | No | ([DepOfGrease] + [DepOfSolids]) / ([DepOfGrease] + [DepOfSolids] + [DepOfWater]) | 0.25 | Yes | (([DepOfGrease] + [DepOfSolids]) / ([DepOfGrease] + [DepOfSolids] + [DepOfWater])) * 1.05
|  |  |  | Fortlandia Brewing Co. | 2035 | 1010 Spring St., Spring St., 1010, Fort Wayne 46808
[7 empty] | EX200 | ABOVE-FLOOR | Above the floor to the right of the 3 basin sink |  |  |  | 20 | gpm |  | in | Weekly | No |  | 4 | Yes | 5 | Yes | 0.25 | No | ([DepOfGrease] + [DepOfSolids]) / ([DepOfGrease] + [DepOfSolids] + [DepOfWater]) | 0.25 | Yes | (([DepOfGrease] + [DepOfSolids]) / ([DepOfGrease] + [DepOfSolids] + [DepOfWater])) * 1.05
|  |  |  | Foster Park Little League | 9716 | 3900 Old Mill Rd., Old Mill Rd., 3900, Fort Wayne 46807
[7 empty] | EX200 | ABOVE-FLOOR |  |  | 2016-06-16 |  | 4 | gpm |  | in | Weekly | No |  | 4 | Yes | 5 | Yes | 0.25 | No | ([DepOfGrease] + [DepOfSolids]) / ([DepOfGrease] + [DepOfSolids] + [DepOfWater]) | 0.25 | Yes | (([DepOfGrease] + [DepOfSolids]) / ([DepOfGrease] + [DepOfSolids] + [DepOfWater])) * 1.05
|  |  |  | Four D's Bar & Grill | 9345 | 1706 W. Till Rd., Till Rd., W., 1706, Fort Wayne 46818
[7 empty] | EX200 | ABOVE-FLOOR | Located under prewash sink, above floor | BK Resources |  |  | 20 | gpm |  | in | Every 2 Weeks | No |  | 4 | Yes | 5 | Yes | 0.25 | No | ([DepOfGrease] + [DepOfSolids]) / ([DepOfGrease] + [DepOfSolids] + [DepOfWater]) | 0.25 | Yes | (([DepOfGrease] + [DepOfSolids]) / ([DepOfGrease] + [DepOfSolids] + [DepOfWater])) * 1.05
|  |  |  | Fox and Fox | 17396 | 512 Van Buren St., Van Buren St., 512, Fort Wayne 46802
[7 empty] | EX200 | IN-FLOOR | Located in the floor | Zurn | 2015-08-26 |  | 35 | gpm |  | in |  | No | Zurn Model #700 | 4 | Yes | 5 | Yes | 0.25 | No | ([DepOfGrease] + [DepOfSolids]) / ([DepOfGrease] + [DepOfSolids] + [DepOfWater]) | 0.25 | Yes | (([DepOfGrease] + [DepOfSolids]) / ([DepOfGrease] + [DepOfSolids] + [DepOfWater])) * 1.05
|  |  |  | Fox Maintenance Bldg. | 18394 | 5454 W. Ferguson Bldg, Fort Wayne 46809
[7 empty] | EX311 | OUTDOOR | Oil/Sand Separator |  | 2025-02-20 |  | 1500 | gal |  | in |  | Yes |  | 4 | Yes | 5 | Yes | 0.25 | No | ([DepOfGrease] + [DepOfSolids]) / ([DepOfGrease] + [DepOfSolids] + [DepOfWater]) | 0.25 | Yes | (([DepOfGrease] + [DepOfSolids]) / ([DepOfGrease] + [DepOfSolids] + [DepOfWater])) * 1.05
|  |  |  | Franciscan Center Inc. | 9197 | 1015 E. Maple Grove Ave., Maple Grove Ave., E., 1015, Fort Wayne 46806
|  |  |  | Franke Park Day Camp | 9643 | 3411 Sherman Blvd., Sherman Blvd., 3411, Fort Wayne 46808
|  |  |  | Franke Park Elementary | 9166 | 828 Mildred Ave., Mildred Ave., 828, Fort Wayne 46808
[7 empty] | EX600 |  | No grease interceptor required - no cooking or food prep done on-site. |  |  |  |  | gal |  | in |  | No |  | 4 | Yes | 5 | Yes | 0.25 | No | ([DepOfGrease] + [DepOfSolids]) / ([DepOfGrease] + [DepOfSolids] + [DepOfWater]) | 0.25 | Yes | (([DepOfGrease] + [DepOfSolids]) / ([DepOfGrease] + [DepOfSolids] + [DepOfWater])) * 1.05
|  |  |  | Franke Park Pavillion | 18334 | 3411 Sherman Blvd, Fort Wayne 46803
|  |  |  | Franklin Electric | 1067 | 9255 Coverdale Rd., Coverdale Rd., 9255, Fort Wayne 46809
|  |  |  | Fraternal Order of Eagle Lodge No. 3512 | 9518 | 2730 Lofty Dr., Lofty Dr., 2730, Fort Wayne 46808
|  |  |  | Fraternal Order of Eagles | 9858 | 4940 Bluffton Rd., Bluffton Rd., 4940, Fort Wayne 46809
[7 empty] | EX100 | OUTDOOR | North side of facility in a parking spot |  |  |  | 1000 | gal |  | in |  | No | newly installed 10.11.23 | 4 | Yes | 5 | Yes | 0.25 | No | ([DepOfGrease] + [DepOfSolids]) / ([DepOfGrease] + [DepOfSolids] + [DepOfWater]) | 0.25 | Yes | (([DepOfGrease] + [DepOfSolids]) / ([DepOfGrease] + [DepOfSolids] + [DepOfWater])) * 1.05
|  |  |  | Freedom Hall Concessions | 9176 | 911 W. Washington Ctr. Rd., Washington Ctr. Rd., W., 911, Fort Wayne 46825
|  |  |  | Freedom Tattoo | 10272 | 10212 Coldwater Rd., Coldwater Rd., 10212, Fort Wayne 46825
|  |  |  | Fresco Spice Blends | 1001 | 10534 Maysville Rd., Maysville Rd., 10534, Fort Wayne 46835
|  |  |  | Fresh Market | 17405 | 6306 W Jefferson Blvd, Fort Wayne 46804
|  |  |  | Fresh Thyme Market - Ace Sushi inside | 17325 | 4320 Coldwater Rd., Coldwater Rd., 4320, Fort Wayne 46805
[7 empty] | EX100 | OUTDOOR | Just outside front doors of the store |  |  |  | 1000 | gal |  | in |  | No |  | 4 | Yes | 5 | Yes | 0.25 | No | ([DepOfGrease] + [DepOfSolids]) / ([DepOfGrease] + [DepOfSolids] + [DepOfWater]) | 0.25 | Yes | (([DepOfGrease] + [DepOfSolids]) / ([DepOfGrease] + [DepOfSolids] + [DepOfWater])) * 1.05
|  |  |  | Ft. Wayne G-Mart | 9594 | 3202 E. State Blvd., State Blvd., E., 3202, Fort Wayne 46805
[7 empty] | EX200 | ABOVE-FLOOR | Located in the kitchen, right of the 3 compartment sink. | Zurn | 2020-03-23 |  | 20 | gpm |  | in |  | Yes |  | 4 | Yes | 5 | Yes | 0.25 | No | ([DepOfGrease] + [DepOfSolids]) / ([DepOfGrease] + [DepOfSolids] + [DepOfWater]) | 0.25 | Yes | (([DepOfGrease] + [DepOfSolids]) / ([DepOfGrease] + [DepOfSolids] + [DepOfWater])) * 1.05
|  |  |  | Full Circle Hair Design | 9638 | 3406 N. Anthony Blvd., Anthony Blvd., N., 3406, Fort Wayne 46805
|  |  |  | Fun Automotive | 1161 | 1320 Goshen Ave., Goshen Ave., 1320, Fort Wayne 46808
|  |  |  | Funeral Home | 17439 | 6557 N. Clinton St., Clinton St., N., 6557, Fort Wayne 46825
[7 empty] | EX311 |  | Very small sand/oil separator located in the garage |  | 2016-04-01 |  | 2 | gpm |  | in |  | No |  | 4 | Yes | 5 | Yes | 0.25 | No | ([DepOfGrease] + [DepOfSolids]) / ([DepOfGrease] + [DepOfSolids] + [DepOfWater]) | 0.25 | Yes | (([DepOfGrease] + [DepOfSolids]) / ([DepOfGrease] + [DepOfSolids] + [DepOfWater])) * 1.05
|  |  |  | Fusion Pizza | 17973 | 10124 Auburn Park Drive, Fort Wayne 46825
[7 empty] | EX100 | OUTDOOR | Located on the W side of the building out the backdoor |  | 2022-08-04 |  | 1000 | gal |  | in |  | Yes |  | 4 | Yes | 5 | Yes | 0.25 | No | ([DepOfGrease] + [DepOfSolids]) / ([DepOfGrease] + [DepOfSolids] + [DepOfWater]) | 0.25 | Yes | (([DepOfGrease] + [DepOfSolids]) / ([DepOfGrease] + [DepOfSolids] + [DepOfWater])) * 1.05
|  |  |  | FUWA Asian Market | 18336 | 5525 Coldwater rd. Ste. G, Fort Wayne 46825
[7 empty] | EX200 | ABOVE-FLOOR |  |  | 2024-12-23 |  |  |  |  | in |  | Yes |  | 4 | Yes | 5 | Yes | 0.25 | No | ([DepOfGrease] + [DepOfSolids]) / ([DepOfGrease] + [DepOfSolids] + [DepOfWater]) | 0.25 | Yes | (([DepOfGrease] + [DepOfSolids]) / ([DepOfGrease] + [DepOfSolids] + [DepOfWater])) * 1.05
|  |  |  | FW Allen County Airport Authority | 18413 | 11408 Perimeter Rd., Fort Wayne 46809
[7 empty] | EX311 | OUTDOOR | South of bldg. |  | 2023-11-22 |  | 1500 | gal |  | in |  | Yes |  | 4 | Yes | 5 | Yes | 0.25 | No | ([DepOfGrease] + [DepOfSolids]) / ([DepOfGrease] + [DepOfSolids] + [DepOfWater]) | 0.25 | Yes | (([DepOfGrease] + [DepOfSolids]) / ([DepOfGrease] + [DepOfSolids] + [DepOfWater])) * 1.05
|  |  |  | FW Community School Central Food Service Facility | 9313 | 1517 Catalpa St., Catalpa St., 1517, Fort Wayne 46802
|  |  |  | FW Food Network | 18247 | 3828 E. State Blvd., Fort Wayne 46805
[7 empty] | EX100 | OUTDOOR | On the side of the building in the grass |  | 2024-05-01 |  | 1000 | gal |  | in |  | Yes |  | 4 | Yes | 5 | Yes | 0.25 | No | ([DepOfGrease] + [DepOfSolids]) / ([DepOfGrease] + [DepOfSolids] + [DepOfWater]) | 0.25 | Yes | (([DepOfGrease] + [DepOfSolids]) / ([DepOfGrease] + [DepOfSolids] + [DepOfWater])) * 1.05
|  |  |  | FWFC - Stadium | 18485 | 6411 Bass Rd., Fort Wayne 46818
[7 empty] | EX100 | OUTDOOR | West side of the building - North set of manholes |  | 2026-03-27 |  | 1000 | gal |  | in |  | Yes |  | 4 | Yes | 5 | Yes | 0.25 | No | ([DepOfGrease] + [DepOfSolids]) / ([DepOfGrease] + [DepOfSolids] + [DepOfWater]) | 0.25 | Yes | (([DepOfGrease] + [DepOfSolids]) / ([DepOfGrease] + [DepOfSolids] + [DepOfWater])) * 1.05
[7 empty] | EX101 | OUTDOOR | West side of the building - South set of manholes |  | 2026-03-27 |  | 1000 | gal |  | in |  | Yes |  | 4 | Yes | 5 | Yes | 0.25 | No | ([DepOfGrease] + [DepOfSolids]) / ([DepOfGrease] + [DepOfSolids] + [DepOfWater]) | 0.25 | Yes | (([DepOfGrease] + [DepOfSolids]) / ([DepOfGrease] + [DepOfSolids] + [DepOfWater])) * 1.05
[7 empty] | EX102 | OUTDOOR | Southeast corner of the stadium |  | 2026-03-27 |  | 1000 | gal |  | in |  | Yes |  | 4 | Yes | 5 | Yes | 0.25 | No | ([DepOfGrease] + [DepOfSolids]) / ([DepOfGrease] + [DepOfSolids] + [DepOfWater]) | 0.25 | Yes | (([DepOfGrease] + [DepOfSolids]) / ([DepOfGrease] + [DepOfSolids] + [DepOfWater])) * 1.05
[7 empty] | EX103 | OUTDOOR | East side of the bldg. |  | 2026-03-27 |  | 1000 | gal |  | in |  | Yes |  | 4 | Yes | 5 | Yes | 0.25 | No | ([DepOfGrease] + [DepOfSolids]) / ([DepOfGrease] + [DepOfSolids] + [DepOfWater]) | 0.25 | Yes | (([DepOfGrease] + [DepOfSolids]) / ([DepOfGrease] + [DepOfSolids] + [DepOfWater])) * 1.05
|  |  |  | Gamino's King Gyros LLC | 1532 | 814 Goshen Ave., Goshen Ave., 814, Fort Wayne 46808
[7 empty] | EX200 | ABOVE-FLOOR | below three basin sink |  |  |  | 20 | gpm |  | in | Weekly | No |  | 4 | Yes | 5 | Yes | 0.25 | No | ([DepOfGrease] + [DepOfSolids]) / ([DepOfGrease] + [DepOfSolids] + [DepOfWater]) | 0.25 | Yes | (([DepOfGrease] + [DepOfSolids]) / ([DepOfGrease] + [DepOfSolids] + [DepOfWater])) * 1.05
|  |  |  | Geiger Excavating | 17524 | 7311 Venture Ln., Venture Ln., 7311, Fort Wayne 46818
[7 empty] | EX311 | OUTDOOR | South side of the building straight out from the entrance door in the parking lot |  | 2017-07-07 |  | 1000 | gal |  | in |  | No |  | 4 | Yes | 5 | Yes | 0.25 | No | ([DepOfGrease] + [DepOfSolids]) / ([DepOfGrease] + [DepOfSolids] + [DepOfWater]) | 0.25 | Yes | (([DepOfGrease] + [DepOfSolids]) / ([DepOfGrease] + [DepOfSolids] + [DepOfWater])) * 1.05
|  |  |  | General Mills | 10043 | 12747 Bluffton Rd., Bluffton Rd., 12747, Fort Wayne 46809
|  |  |  | General Mills | 18102 | 2403 Pennsylvania Ave, Wellston 45692
|  |  |  | George's International Grocery | 9402 | 2021 Broadway, Broadway., 2021, Fort Wayne 46802
[7 empty] | EX200 | ABOVE-FLOOR | Located on north partial wall in the deli. Right of the 1 compartment sink. | Ashland Trap Distribution | 2020-06-22 |  | 4 | gpm |  | in | Every 2 Weeks | No |  | 4 | Yes | 5 | Yes | 0.25 | No | ([DepOfGrease] + [DepOfSolids]) / ([DepOfGrease] + [DepOfSolids] + [DepOfWater]) | 0.25 | Yes | (([DepOfGrease] + [DepOfSolids]) / ([DepOfGrease] + [DepOfSolids] + [DepOfWater])) * 1.05
[7 empty] | EX201 | ABOVE-FLOOR | Located on north wall of the deli. Right of the 3 compartment sink. | Schier Products | 2020-06-22 |  | 20 | gpm |  | in | Every 2 Weeks | No |  | 4 | Yes | 5 | Yes | 0.25 | No | ([DepOfGrease] + [DepOfSolids]) / ([DepOfGrease] + [DepOfSolids] + [DepOfWater]) | 0.25 | Yes | (([DepOfGrease] + [DepOfSolids]) / ([DepOfGrease] + [DepOfSolids] + [DepOfWater])) * 1.05
[7 empty] | EX202 | IN-FLOOR | In floor beneath 3 basin sink |  |  |  |  | gal |  | in | Weekly | No |  | 4 | Yes | 5 | Yes | 0.25 | No | ([DepOfGrease] + [DepOfSolids]) / ([DepOfGrease] + [DepOfSolids] + [DepOfWater]) | 0.25 | Yes | (([DepOfGrease] + [DepOfSolids]) / ([DepOfGrease] + [DepOfSolids] + [DepOfWater])) * 1.05
|  |  |  | George's Kwik Wash | 10112 | 6611 Bluffton Rd., Bluffton Rd., 6611, Fort Wayne 46809
|  |  |  | George's Qwik Wash | 9230 | 1126 Taylor St., Taylor St., 1126, Fort Wayne 46802
|  |  |  | Georgetown Apartments | 10086 | 6426 Georgetown Lane, Georgetown Lane, 6426, Fort Wayne 46815
|  |  |  | Georgetown Entertainment | 10135 | 6770 E. State Blvd., State Blvd., E., 6770, Fort Wayne 46815
[7 empty] | EX200 | IN-FLOOR | Located in the floor in the kitchen between the pre-wash and 3 compartment sink. | Schier Products | 2017-08-29 |  | 35 | gpm |  | in | Monthly | No | Maintenance cleans the grease interceptor. | 4 | Yes | 5 | Yes | 0.25 | No | ([DepOfGrease] + [DepOfSolids]) / ([DepOfGrease] + [DepOfSolids] + [DepOfWater]) | 0.25 | Yes | (([DepOfGrease] + [DepOfSolids]) / ([DepOfGrease] + [DepOfSolids] + [DepOfWater])) * 1.05
|  |  |  | Georgetown Little League | 10068 | 6400 Trier Rd., Trier Rd., 6400, Fort Wayne 46815
|  |  |  | Georgetown Little League Concessions | 1300 | 3732 Maplecrest Rd., Fort Wayne 46815
[7 empty] | EX200 | ABOVE-FLOOR | Left of the 3-basin sink | Zurn | 2023-04-27 |  | 20 | gpm |  | in |  | No |  | 4 | Yes | 5 | Yes | 0.25 | No | ([DepOfGrease] + [DepOfSolids]) / ([DepOfGrease] + [DepOfSolids] + [DepOfWater]) | 0.25 | Yes | (([DepOfGrease] + [DepOfSolids]) / ([DepOfGrease] + [DepOfSolids] + [DepOfWater])) * 1.05
|  |  |  | Georgetown Place | 9355 | 1717 Maplecrest Rd., Maplecrest Rd., 1717, Fort Wayne 46815
[7 empty] | EX200 | IN-FLOOR | [5 empty] | gal |  | in |  | No |  | 4 | Yes | 5 | Yes | 0.25 | No | ([DepOfGrease] + [DepOfSolids]) / ([DepOfGrease] + [DepOfSolids] + [DepOfWater]) | 0.25 | Yes | (([DepOfGrease] + [DepOfSolids]) / ([DepOfGrease] + [DepOfSolids] + [DepOfWater])) * 1.05
|  |  |  | Georgetown Shell | 10059 | 6321 E. State Blvd., State Blvd., E., 6321, Fort Wayne 46815
|  |  |  | Georgios King Gyros | 9372 | 1818 N. Coliseum Blvd., Coliseum Blvd., N., 1818, Fort Wayne 46805
[7 empty] | EX200 | ABOVE-FLOOR | Located in the middle kitchen wall, grey plastic, above floor. | Canplas |  |  | 20 | gpm |  | in | Every 2 Weeks | No |  | 4 | Yes | 5 | Yes | 0.25 | No | ([DepOfGrease] + [DepOfSolids]) / ([DepOfGrease] + [DepOfSolids] + [DepOfWater]) | 0.25 | Yes | (([DepOfGrease] + [DepOfSolids]) / ([DepOfGrease] + [DepOfSolids] + [DepOfWater])) * 1.05
|  |  |  | Gerber Collision and Glass | 18196 | 3602 Dupont Lakes, Dupont Lakes, 3602, Fort Wayne 46825
[7 empty] | EX311 | OUTDOOR | Oil/Sand Separator - Cement |  | 2023-09-07 |  | 1000 | gal |  | in |  | Yes |  | 4 | Yes | 5 | Yes | 0.25 | No | ([DepOfGrease] + [DepOfSolids]) / ([DepOfGrease] + [DepOfSolids] + [DepOfWater]) | 0.25 | Yes | (([DepOfGrease] + [DepOfSolids]) / ([DepOfGrease] + [DepOfSolids] + [DepOfWater])) * 1.05
|  |  |  | Get 2 Go | 0146 | 422 Spring St., Spring St., 422, Fort Wayne 46808
|  |  |  | Get 2 Go at Marathon | 10347 | 17013 S.R. 37, S.R. 37, 17013, Harlan 46743
|  |  |  | Get 2 Go Express at Marathon | 9479 | 2510 S. Coliseum Blvd., Coliseum Blvd., S., 2510, Fort Wayne 46803
[7 empty] | EX200 | IN-FLOOR | under the three basin sink |  |  |  | 25 | gpm |  | in |  | No |  | 4 | Yes | 5 | Yes | 0.25 | No | ([DepOfGrease] + [DepOfSolids]) / ([DepOfGrease] + [DepOfSolids] + [DepOfWater]) | 0.25 | Yes | (([DepOfGrease] + [DepOfSolids]) / ([DepOfGrease] + [DepOfSolids] + [DepOfWater])) * 1.05
|  |  |  | Get Go #7553 | 9963 | 5823 Coldwater Rd., Coldwater Rd., 5823, Fort Wayne 46825
[7 empty] | EX200 | IN-FLOOR | Located under the right side of the 3 compartment sink in the storage room at the west wall. | Zurn Industries, LLC |  |  | 20 | gpm |  | in | Every 2 Weeks | Yes |  | 4 | Yes | 5 | Yes | 0.25 | No | ([DepOfGrease] + [DepOfSolids]) / ([DepOfGrease] + [DepOfSolids] + [DepOfWater]) | 0.25 | Yes | (([DepOfGrease] + [DepOfSolids]) / ([DepOfGrease] + [DepOfSolids] + [DepOfWater])) * 1.05
|  |  |  | Get Go #7555 | 9978 | 5916 St. Joe Rd., St. Joe Rd., 5916, Fort Wayne 46835
[7 empty] | EX200 | ABOVE-FLOOR | Located on the east wall of kitchen. | Watts Water Technology | 2020-03-01 |  | 20 | gpm |  | in | Annual | No |  | 4 | Yes | 5 | Yes | 0.25 | No | ([DepOfGrease] + [DepOfSolids]) / ([DepOfGrease] + [DepOfSolids] + [DepOfWater]) | 0.25 | Yes | (([DepOfGrease] + [DepOfSolids]) / ([DepOfGrease] + [DepOfSolids] + [DepOfWater])) * 1.05
|  |  |  | GFL Environmental | 1052 | 4429 Allen Martin Dr., Allen Martin Dr., 4429, Fort Wayne 46803
[7 empty] | EX100 | OUTDOOR | External Grease Trap East of the facility |  | 2013-04-19 |  | 1000 | gal |  | in |  | Yes |  | 4 | Yes | 5 | Yes | 0.25 | No | ([DepOfGrease] + [DepOfSolids]) / ([DepOfGrease] + [DepOfSolids] + [DepOfWater]) | 0.25 | Yes | (([DepOfGrease] + [DepOfSolids]) / ([DepOfGrease] + [DepOfSolids] + [DepOfWater])) * 1.05
|  |  |  | Gibli Middle Eastern Fare - Union Street Market | 18121 | 1622 Broadway - W6, Fort Wayne 46802
|  |  |  | GiGi's Playhouse | 17627 | 6081 N. Clinton St., Clinton St., N., 6081, Fort Wayne 46825
[7 empty] | EX200 | ABOVE-FLOOR | Located under the 3 compartment sink, above the floor, grey plastic | Canplas | 2018-08-31 |  | 10 | gpm |  | in | Every 2 Weeks | Yes |  | 4 | Yes | 5 | Yes | 0.25 | No | ([DepOfGrease] + [DepOfSolids]) / ([DepOfGrease] + [DepOfSolids] + [DepOfWater]) | 0.25 | Yes | (([DepOfGrease] + [DepOfSolids]) / ([DepOfGrease] + [DepOfSolids] + [DepOfWater])) * 1.05
|  |  |  | Giordano's | 17802 | 10180 Diebold Rd., Diebold Rd., 10180, Fort Wayne 46825
[7 empty] | EX100 | OUTDOOR | Located east of the building, between the building and the drive-thru. | Midwest Concrete | 2020-04-27 |  | 1250 | gal |  | in |  | Yes | As of 4/29/2020, center baffle needed repaired to be above FOG level. | 4 | Yes | 5 | Yes | 0.25 | No | ([DepOfGrease] + [DepOfSolids]) / ([DepOfGrease] + [DepOfSolids] + [DepOfWater]) | 0.25 | Yes | (([DepOfGrease] + [DepOfSolids]) / ([DepOfGrease] + [DepOfSolids] + [DepOfWater])) * 1.05
|  |  |  | Glenaqua Swim Club | 9864 | 5120 Desoto Dr., Desoto Dr., 5120, Fort Wayne 46815
|  |  |  | Glenbrook Collison Center | 17281 | 4560 Speedway Dr., SpeedwayDr., 4560, Fort Wayne 46803
[7 empty] | EX311 |  | Oil/Sand Separator |  | 2014-05-20 |  |  | gal |  | in |  | Yes | Required to be installed when addition was added on 2014 | 4 | Yes | 5 | Yes | 0.25 | No | ([DepOfGrease] + [DepOfSolids]) / ([DepOfGrease] + [DepOfSolids] + [DepOfWater]) | 0.25 | Yes | (([DepOfGrease] + [DepOfSolids]) / ([DepOfGrease] + [DepOfSolids] + [DepOfWater])) * 1.05
|  |  |  | Glenbrook Rehabilitation and Skilled Nursing Center | 9707 | 3811 Parnell Ave., Parnell Ave., 3811, Fort Wayne 46805
|  |  |  | Glenbrook Square Mall | 7318 | 4201 Coldwater Rd., Coldwater Rd., 4201, Fort Wayne 46805
|  |  |  | Glenwood Park Elementary School | 9805 | 4501 Vance Ave., Vance Ave., 4501, Fort Wayne 46815
|  |  |  | Glo Nail Bar | 17688 | 918 Woodland Plaza Run, Ste. A, Woodland Plaza Run, Ste. A, 918, Fort Wayne 46825
[7 empty] | EX200 | ABOVE-FLOOR | 4 gpm grease trap located under sink | PDI |  |  | 4 | gpm |  | in | Monthly | No |  | 4 | Yes | 5 | Yes | 0.25 | No | ([DepOfGrease] + [DepOfSolids]) / ([DepOfGrease] + [DepOfSolids] + [DepOfWater]) | 0.25 | Yes | (([DepOfGrease] + [DepOfSolids]) / ([DepOfGrease] + [DepOfSolids] + [DepOfWater])) * 1.05
|  |  |  | GM Acai Bowl | 17985 | 12200 Lafayette Ctr. Rd., Fort Wayne 46803
|  |  |  | GM Cafeteria | 10335 | 12200 Lafayette Ctr. Rd., Lafayette Ctr. Rd., 12200, Fort Wayne 46783
[7 empty] | EX200 | IN-FLOOR | In-floor plastic | Canplas |  |  | 25 | gpm |  | in | Every 2 Weeks | No | During meeting 7/24/2019 with plumber, the plumber confirmed that the grease trap is 25 GPM not 20 GPM. No manufacturer information has been provided. As of 10/12/2020 They installed a plastic one same size. | 4 | Yes | 5 | Yes | 0.25 | No | ([DepOfGrease] + [DepOfSolids]) / ([DepOfGrease] + [DepOfSolids] + [DepOfWater]) | 0.25 | Yes | (([DepOfGrease] + [DepOfSolids]) / ([DepOfGrease] + [DepOfSolids] + [DepOfWater])) * 1.05
[7 empty] | EX201 | ABOVE-FLOOR | Plastic, low profile | Canplas |  |  | 25 | gpm |  | in | Every 2 Weeks | No | recently installed | 4 | Yes | 5 | Yes | 0.25 | No | ([DepOfGrease] + [DepOfSolids]) / ([DepOfGrease] + [DepOfSolids] + [DepOfWater]) | 0.25 | Yes | (([DepOfGrease] + [DepOfSolids]) / ([DepOfGrease] + [DepOfSolids] + [DepOfWater])) * 1.05
[7 empty] | EX202 | ABOVE-FLOOR | Plastic above floor. Located in the a cabinet under a shelf at the front counter. | Canplas |  |  | 7 | gpm |  | in | Every 2 Weeks | No |  | 4 | Yes | 5 | Yes | 0.25 | No | ([DepOfGrease] + [DepOfSolids]) / ([DepOfGrease] + [DepOfSolids] + [DepOfWater]) | 0.25 | Yes | (([DepOfGrease] + [DepOfSolids]) / ([DepOfGrease] + [DepOfSolids] + [DepOfWater])) * 1.05
|  |  |  | GNC | 17957 | 6055 Stellhorn Rd, Fort Wayne 46815
|  |  |  | Goeglein's Catering | 6565 | 7311 Maysville Rd., Maysville Rd., 7311, Fort Wayne 46815
[7 empty] | EX100 | OUTDOOR |  |  |  |  | 1000 | gal |  | in |  | No |  | 4 | Yes | 5 | Yes | 0.25 | No | ([DepOfGrease] + [DepOfSolids]) / ([DepOfGrease] + [DepOfSolids] + [DepOfWater]) | 0.25 | Yes | (([DepOfGrease] + [DepOfSolids]) / ([DepOfGrease] + [DepOfSolids] + [DepOfWater])) * 1.05
|  |  |  | Golden Asian Grocery LLC | 18026 | 1058 E State Blvd, Fort Wayne 46803
[7 empty] | EX600 |  | No Grease Interceptor; known for a fact | [6 empty] | in |  | No |  | 4 | Yes | 5 | Yes | 0.25 | No | ([DepOfGrease] + [DepOfSolids]) / ([DepOfGrease] + [DepOfSolids] + [DepOfWater]) | 0.25 | Yes | (([DepOfGrease] + [DepOfSolids]) / ([DepOfGrease] + [DepOfSolids] + [DepOfWater])) * 1.05
|  |  |  | Golden Corral | 17407 | 5335 Distribution Dr., Distribution Dr., 5335, Fort Wayne 46825
[7 empty] | EX100 | OUTDOOR | east side of the building near trash corral | Unknown | 2015-10-21 |  | 2000 | gal |  | in | Every 2 months | No | Very deep GT, influent & effluent tees, 1/2 baffle in influent side, full baffle on effluent side | 4 | Yes | 5 | Yes | 0.25 | No | ([DepOfGrease] + [DepOfSolids]) / ([DepOfGrease] + [DepOfSolids] + [DepOfWater]) | 0.25 | Yes | (([DepOfGrease] + [DepOfSolids]) / ([DepOfGrease] + [DepOfSolids] + [DepOfWater])) * 1.05
|  |  |  | Golden Halal Restaurant/Sushi King | 9984 | 5921 Hessen Cassel Rd., Hessen Cassel Rd., 5921, Fort Wayne 46816
[7 empty] | EX200 | IN-FLOOR | R of 3 basin sink |  |  |  | 15 | gpm |  | in | Weekly | No |  | 4 | Yes | 5 | Yes | 0.25 | No | ([DepOfGrease] + [DepOfSolids]) / ([DepOfGrease] + [DepOfSolids] + [DepOfWater]) | 0.25 | Yes | (([DepOfGrease] + [DepOfSolids]) / ([DepOfGrease] + [DepOfSolids] + [DepOfWater])) * 1.05
[7 empty] | EX800 | ABOVE-FLOOR | Under the 3 basin sink in the ice cream area | Ashland Trap Distribution | 2020-10-12 |  | 4 | gpm |  | in | Every 2 Weeks | Yes | Removed & retired as of 2.21.22 | 4 | Yes | 5 | Yes | 0.25 | No | ([DepOfGrease] + [DepOfSolids]) / ([DepOfGrease] + [DepOfSolids] + [DepOfWater]) | 0.25 | Yes | (([DepOfGrease] + [DepOfSolids]) / ([DepOfGrease] + [DepOfSolids] + [DepOfWater])) * 1.05
|  |  |  | Golden Rule Mobile Homes | 17440 | 5614 W. Cook Rd., Fort Wayne 46818
|  |  |  | Golden Wok Restaurant | 0169 | 1930 Broadway Ste. D, Broadway., 1930, Ste. D, Fort Wayne 46802
[7 empty] | EX200 | IN-FLOOR | Metal located in the floor in front of the 3 basin sink |  |  |  | 20 | gpm |  | in | Monthly | No |  | 4 | Yes | 5 | Yes | 0.25 | No | ([DepOfGrease] + [DepOfSolids]) / ([DepOfGrease] + [DepOfSolids] + [DepOfWater]) | 0.25 | Yes | (([DepOfGrease] + [DepOfSolids]) / ([DepOfGrease] + [DepOfSolids] + [DepOfWater])) * 1.05
[7 empty] | EX201 | IN-FLOOR | Metal located in the floor in front of wok stove |  |  |  | 20 | gpm |  | in |  | No |  | 4 | Yes | 5 | Yes | 0.25 | No | ([DepOfGrease] + [DepOfSolids]) / ([DepOfGrease] + [DepOfSolids] + [DepOfWater]) | 0.25 | Yes | (([DepOfGrease] + [DepOfSolids]) / ([DepOfGrease] + [DepOfSolids] + [DepOfWater])) * 1.05
|  |  |  | Golden Years Homestead | 0057 | 8300 Maysville Road, Maysville Road, 8300, Fort Wayne 46815
[7 empty] | EX100 | OUTDOOR |  |  |  |  | 1000 | gal |  | in |  | No |  | 4 | Yes | 5 | Yes | 0.25 | No | ([DepOfGrease] + [DepOfSolids]) / ([DepOfGrease] + [DepOfSolids] + [DepOfWater]) | 0.25 | Yes | (([DepOfGrease] + [DepOfSolids]) / ([DepOfGrease] + [DepOfSolids] + [DepOfWater])) * 1.05
|  |  |  | Golden Years Homestead Inc. | 9589 | 3136 Goeglein Rd., Goeglein Rd., 3136, Fort Wayne 46815
|  |  |  | Gonzalez Mini Market (Oxford Market) | 17422 | 3422 Robinwood Dr., Robinwood Dr., 3422, Fort Wayne 46806
[7 empty] | EX200 | ABOVE-FLOOR | Located in the closet behind the 3 compartment sink, above floor. | Schier Products |  |  | 20 | gpm |  | in | Monthly | No |  | 4 | Yes | 5 | Yes | 0.25 | No | ([DepOfGrease] + [DepOfSolids]) / ([DepOfGrease] + [DepOfSolids] + [DepOfWater]) | 0.25 | Yes | (([DepOfGrease] + [DepOfSolids]) / ([DepOfGrease] + [DepOfSolids] + [DepOfWater])) * 1.05
|  |  |  | Good Bread For All | 18376 | 1016 Broadway, Fort Wayne 46802
[7 empty] | EX200 | ABOVE-FLOOR | Basement | Canplas | 2025-03-18 |  | 25 | gpm |  | in | Every 2 Weeks | Yes |  | 4 | Yes | 5 | Yes | 0.25 | No | ([DepOfGrease] + [DepOfSolids]) / ([DepOfGrease] + [DepOfSolids] + [DepOfWater]) | 0.25 | Yes | (([DepOfGrease] + [DepOfSolids]) / ([DepOfGrease] + [DepOfSolids] + [DepOfWater])) * 1.05
|  |  |  | Good Shepherd Preschool | 9829 | 4700 Vance Ave., Vance Ave., 4700, Fort Wayne 46815
|  |  |  | GoodCityGoods | 18001 | 3432 N. Anthony Blvd., Fort Wayne 46805
|  |  |  | Goodies Trap Shack | 2457 | 4601 Lafayette St., Lafayette St., 4601, Fort Wayne 46806
|  |  |  | Gordon Food Service Marketplace | 9902 | 5507 Illinois Rd., Illinois Rd., 5507, Fort Wayne 46804
[7 empty] | EX100 | OUTDOOR | NW corner of building in drive |  | 2022-08-01 |  | 1000 | gal |  | in | Quarterly | No |  | 4 | Yes | 5 | Yes | 0.25 | No | ([DepOfGrease] + [DepOfSolids]) / ([DepOfGrease] + [DepOfSolids] + [DepOfWater]) | 0.25 | Yes | (([DepOfGrease] + [DepOfSolids]) / ([DepOfGrease] + [DepOfSolids] + [DepOfWater])) * 1.05
|  |  |  | Gordon Food Service Marketplace | 9967 | 5831 Cross Creek Blvd., Cross Creek Blvd., 5831, Fort Wayne 46818
[7 empty] | EX100 | OUTDOOR | Located on the E side of the building |  |  |  | 1000 | gal |  | in |  | No | has outlet tee | 4 | Yes | 5 | Yes | 0.25 | No | ([DepOfGrease] + [DepOfSolids]) / ([DepOfGrease] + [DepOfSolids] + [DepOfWater]) | 0.25 | Yes | (([DepOfGrease] + [DepOfSolids]) / ([DepOfGrease] + [DepOfSolids] + [DepOfWater])) * 1.05
|  |  |  | Gouty Service Center Inc. | 9654 | 3500 Broadway St., Broadway St., 3500, Fort Wayne 46807
|  |  |  | GPBC Family Life Center | 0109 | 2221 Reed St., Reed St., 2221, Fort Wayne 46803
|  |  |  | Graber Box & Pallet | 18849 | 16301 Trammel Rd., Grabill 46741
|  |  |  | Grace Gathering | 9591 | 3157 Minnich Rd., Minnich Rd., 3157, Fort Wayne 46774
|  |  |  | Grace Point Church of the Nazarene - Kiddie-Prep School | 10223 | 8611 Mayhew Rd., Mayhew Rd., 8611, Fort Wayne 46835
[7 empty] | EX200 | IN-FLOOR | Located in the floor under the 3 compartment sink, grey, plastic | Canplas | 2017-05-01 |  | 20 | gpm |  | in | Every 2 Weeks | Yes |  | 4 | Yes | 5 | Yes | 0.25 | No | ([DepOfGrease] + [DepOfSolids]) / ([DepOfGrease] + [DepOfSolids] + [DepOfWater]) | 0.25 | Yes | (([DepOfGrease] + [DepOfSolids]) / ([DepOfGrease] + [DepOfSolids] + [DepOfWater])) * 1.05
|  |  |  | Grade A Tacos 2 - In Marathon | 9093 | 437 E. Washington Blvd., Washington Blvd., E., 437, Fort Wayne 46802
[7 empty] | EX200 | IN-FLOOR | In floor grease trap to the right of the 3 basin sink |  |  |  | 20 | gpm |  | in | Weekly | No | 20-25 GPM Trap size | 4 | Yes | 5 | Yes | 0.25 | No | ([DepOfGrease] + [DepOfSolids]) / ([DepOfGrease] + [DepOfSolids] + [DepOfWater]) | 0.25 | Yes | (([DepOfGrease] + [DepOfSolids]) / ([DepOfGrease] + [DepOfSolids] + [DepOfWater])) * 1.05
|  |  |  | Grain & Berry Super Food Café | 18169 | 9821 Lima Rd. Ste. 102, Fort Wayne 46818
[7 empty] | EX200 | IN-FLOOR | in floor in fron tof the 3-basin sink | Schier Products | 2023-10-10 |  | 20 | gpm |  | in |  | No |  | 4 | Yes | 5 | Yes | 0.25 | No | ([DepOfGrease] + [DepOfSolids]) / ([DepOfGrease] + [DepOfSolids] + [DepOfWater]) | 0.25 | Yes | (([DepOfGrease] + [DepOfSolids]) / ([DepOfGrease] + [DepOfSolids] + [DepOfWater])) * 1.05
|  |  |  | Grand Food Junction | 9291 | 1415 N. Coliseum Blvd., Coliseum Blvd., N., 1415, Fort Wayne 46815
|  |  |  | Grand Marquis of Fort Wayne | 17371 | 300 E. Washington Blvd., Fort Wayne 46802
|  |  |  | Grand Slam Concessions | 1301 | 6240 St. Joe Center Rd., Fort Wayne 46835
[7 empty] | EX200 |  | Below three basin sink |  |  |  | 20 | gpm |  | in |  | No |  | 4 | Yes | 5 | Yes | 0.25 | No | ([DepOfGrease] + [DepOfSolids]) / ([DepOfGrease] + [DepOfSolids] + [DepOfWater]) | 0.25 | Yes | (([DepOfGrease] + [DepOfSolids]) / ([DepOfGrease] + [DepOfSolids] + [DepOfWater])) * 1.05
|  |  |  | Grand Wayne Center | 9015 | 120 W. Jefferson Blvd., Jefferson Blvd., W., 120, Fort Wayne 46802
|  |  |  | Granite City Food and Brewery #22 | 9705 | 3809 Coldwater Rd., Coldwater Rd., 3809, Fort Wayne 46805
[7 empty] | EX100 | OUTDOOR | Located behind building, closer to building (east) | Unknown |  |  | 2000 | gal |  | in | Monthly | No | Received brewery **2000 gallons updated 8.10.22 | 4 | Yes | 5 | Yes | 0.25 | No | ([DepOfGrease] + [DepOfSolids]) / ([DepOfGrease] + [DepOfSolids] + [DepOfWater]) | 0.25 | Yes | (([DepOfGrease] + [DepOfSolids]) / ([DepOfGrease] + [DepOfSolids] + [DepOfWater])) * 1.05
[7 empty] | EX101 | OUTDOOR | Located behind building, further away from building (west) | Unknown |  |  | 2000 | gal |  | in | Monthly | No | Receives restaurant *** 2000 gallons updated 8.10.22 - wrong size previously, blueprints WRONG | 4 | Yes | 5 | Yes | 0.25 | No | ([DepOfGrease] + [DepOfSolids]) / ([DepOfGrease] + [DepOfSolids] + [DepOfWater]) | 0.25 | Yes | (([DepOfGrease] + [DepOfSolids]) / ([DepOfGrease] + [DepOfSolids] + [DepOfWater])) * 1.05
|  |  |  | Gratitude Catering | 17779 | 9805 Trevina Ct., Fort Wayne 46804
[7 empty] | EX100 | OUTDOOR | E of building in breezeway between two buildings |  |  |  | 1000 | gal |  | in |  | No |  | 4 | Yes | 5 | Yes | 0.25 | No | ([DepOfGrease] + [DepOfSolids]) / ([DepOfGrease] + [DepOfSolids] + [DepOfWater]) | 0.25 | Yes | (([DepOfGrease] + [DepOfSolids]) / ([DepOfGrease] + [DepOfSolids] + [DepOfWater])) * 1.05
|  |  |  | Great Wall Buffet | 6839 | 3824 W. Jefferson Blvd., Jefferson Blvd., W., 3824, Fort Wayne 46804
[7 empty] | EX200 | IN-FLOOR | Located in kitchen floor in a closet | Unknown |  |  |  | gal |  | in | Every 2 Weeks | No |  | 4 | Yes | 5 | Yes | 0.25 | No | ([DepOfGrease] + [DepOfSolids]) / ([DepOfGrease] + [DepOfSolids] + [DepOfWater]) | 0.25 | Yes | (([DepOfGrease] + [DepOfSolids]) / ([DepOfGrease] + [DepOfSolids] + [DepOfWater])) * 1.05
[7 empty] | EX201 | IN-FLOOR | Located in kitchen floor under 3-basin sink | Unknown |  |  |  | gal |  | in |  | Yes |  | 4 | Yes | 5 | Yes | 0.25 | No | ([DepOfGrease] + [DepOfSolids]) / ([DepOfGrease] + [DepOfSolids] + [DepOfWater]) | 0.25 | Yes | (([DepOfGrease] + [DepOfSolids]) / ([DepOfGrease] + [DepOfSolids] + [DepOfWater])) * 1.05
[7 empty] | EX202 | ABOVE-FLOOR | Next to dishwasher |  |  |  | 15 | gpm |  | in | Twice Weekly | Yes |  | 4 | Yes | 5 | Yes | 0.25 | No | ([DepOfGrease] + [DepOfSolids]) / ([DepOfGrease] + [DepOfSolids] + [DepOfWater]) | 0.25 | Yes | (([DepOfGrease] + [DepOfSolids]) / ([DepOfGrease] + [DepOfSolids] + [DepOfWater])) * 1.05
|  |  |  | Greater Christ Temple Church/Soup Kitchen | 9248 | 2940 S. Anthony Blvd., Anthony Blvd., S., 2940, Fort Wayne 46806
|  |  |  | Greater Progressive Baptist Church | 17293 | 2215 John St., John St., 2215, Fort Wayne 46803
[7 empty] | EX200 | ABOVE-FLOOR | Grease Trap is located beneath 3 basin sink in cupboards |  |  |  | 20 | gpm |  | in | Monthly | No |  | 4 | Yes | 5 | Yes | 0.25 | No | ([DepOfGrease] + [DepOfSolids]) / ([DepOfGrease] + [DepOfSolids] + [DepOfWater]) | 0.25 | Yes | (([DepOfGrease] + [DepOfSolids]) / ([DepOfGrease] + [DepOfSolids] + [DepOfWater])) * 1.05
|  |  |  | Green Frog Inn | 4057 | 820 Spring St., Spring St., 820, Fort Wayne 46808
[7 empty] | EX200 | ABOVE-FLOOR | Located right of the 3 compartment sink in the kitchen, above the floor. | BK Resources |  |  | 15 | gpm |  | in | Twice Weekly | Yes |  | 4 | Yes | 5 | Yes | 0.25 | No | ([DepOfGrease] + [DepOfSolids]) / ([DepOfGrease] + [DepOfSolids] + [DepOfWater]) | 0.25 | Yes | (([DepOfGrease] + [DepOfSolids]) / ([DepOfGrease] + [DepOfSolids] + [DepOfWater])) * 1.05
|  |  |  | Green Life Nutrition | 17364 | 2006 Fairfield Ave. #101, Fort Wayne 46802
[7 empty] | EX200 | ABOVE-FLOOR | Under the 3-basin sink |  | 2024-02-06 |  | 4 | gpm |  | in |  | Yes |  | 4 | Yes | 5 | Yes | 0.25 | No | ([DepOfGrease] + [DepOfSolids]) / ([DepOfGrease] + [DepOfSolids] + [DepOfWater]) | 0.25 | Yes | (([DepOfGrease] + [DepOfSolids]) / ([DepOfGrease] + [DepOfSolids] + [DepOfWater])) * 1.05
|  |  |  | Greener Organics | 18228 | 301 Industrial Ave, Coldwater 469036
|  |  |  | Grey Stone Health and Rehab Center | 1213 | 10445 Dupont Oaks Blvd, Fort Wayne
[7 empty] | EX100 | OUTDOOR | E side of parking lot. 1st in series |  | 2013-07-01 |  | 1000 | gal |  | in |  | Yes | size may be larger but it has not bee verified 2.23.23 | 4 | Yes | 5 | Yes | 0.25 | No | ([DepOfGrease] + [DepOfSolids]) / ([DepOfGrease] + [DepOfSolids] + [DepOfWater]) | 0.25 | Yes | (([DepOfGrease] + [DepOfSolids]) / ([DepOfGrease] + [DepOfSolids] + [DepOfWater])) * 1.05
[7 empty] | EX101 | OUTDOOR | E side of the parking lot. 2nd in series |  | 2013-07-01 |  | 1000 | gal |  | in |  | Yes |  | 4 | Yes | 5 | Yes | 0.25 | No | ([DepOfGrease] + [DepOfSolids]) / ([DepOfGrease] + [DepOfSolids] + [DepOfWater]) | 0.25 | Yes | (([DepOfGrease] + [DepOfSolids]) / ([DepOfGrease] + [DepOfSolids] + [DepOfWater])) * 1.05
|  |  |  | Grile Administration Café | 9240 | 1200 S. Clinton St., Clinton St., S., 1200, Fort Wayne 46802
|  |  |  | Grote Automotive, Inc. | 17493 | 1630 N. Coliseum Blvd., Coliseum Blvd., N., 1630, Fort Wayne 46805
[7 empty] | EX311 | OUTDOOR | Oil separator located on the north side of the auto repair building. |  | 2017-01-27 |  | 1000 | gal |  | in |  | Yes | No center baffle, no outlet tee and down-leg, cement ring is still in place. | 4 | Yes | 5 | Yes | 0.25 | No | ([DepOfGrease] + [DepOfSolids]) / ([DepOfGrease] + [DepOfSolids] + [DepOfWater]) | 0.25 | Yes | (([DepOfGrease] + [DepOfSolids]) / ([DepOfGrease] + [DepOfSolids] + [DepOfWater])) * 1.05
|  |  |  | Ground Effects | 17481 | 13204 Aboite Rd., Roanoke 46783
[7 empty] | EX311 |  | north side of the building near employee picnic tables |  |  |  | 1000 | gal |  | in | SemiAnnual | No |  | 4 | Yes | 5 | Yes | 0.25 | No | ([DepOfGrease] + [DepOfSolids]) / ([DepOfGrease] + [DepOfSolids] + [DepOfWater]) | 0.25 | Yes | (([DepOfGrease] + [DepOfSolids]) / ([DepOfGrease] + [DepOfSolids] + [DepOfWater])) * 1.05
[7 empty] | EX312 |  | On the north side of the building by the new expansion |  |  |  | 1000 | gal |  | in |  | No |  | 4 | Yes | 5 | Yes | 0.25 | No | ([DepOfGrease] + [DepOfSolids]) / ([DepOfGrease] + [DepOfSolids] + [DepOfWater]) | 0.25 | Yes | (([DepOfGrease] + [DepOfSolids]) / ([DepOfGrease] + [DepOfSolids] + [DepOfWater])) * 1.05
|  |  |  | Growing Minds LLC | 9624 | 3320 Fairfield Ave., Fairfield Ave., 3320, Fort Wayne 46807
|  |  |  | GT Automation | 17930 | 9305 Yeager Ln., Fort Wayne 46809
[7 empty] | EX311 | OUTDOOR | Northwest corner of building | Unknown | 2021-07-13 |  | 1000 | gal |  | in |  | Yes | Outlet down leg installed as of 7.27.2021 | 4 | Yes | 5 | Yes | 0.25 | No | ([DepOfGrease] + [DepOfSolids]) / ([DepOfGrease] + [DepOfSolids] + [DepOfWater]) | 0.25 | Yes | (([DepOfGrease] + [DepOfSolids]) / ([DepOfGrease] + [DepOfSolids] + [DepOfWater])) * 1.05
|  |  |  | Guadalupe's | 18030 | 10364 Leo Rd., Fort Wayne 46825
[7 empty] | EX200 | IN-FLOOR | Located right of the 3-Basin sink | Ashland Trap Distribution | 2022-11-04 |  | 75 | gpm |  | in |  | No |  | 4 | Yes | 5 | Yes | 0.25 | No | ([DepOfGrease] + [DepOfSolids]) / ([DepOfGrease] + [DepOfSolids] + [DepOfWater]) | 0.25 | Yes | (([DepOfGrease] + [DepOfSolids]) / ([DepOfGrease] + [DepOfSolids] + [DepOfWater])) * 1.05
|  |  |  | Guadalupe's | 9119 | 533 E. Dupont Rd., Dupont Rd., E., 533, Fort Wayne 46825
[7 empty] | EX100 | OUTDOOR | Located behind facility on North side near back door. | Unknown |  |  |  | gal |  | in |  | No |  | 4 | Yes | 5 | Yes | 0.25 | No | ([DepOfGrease] + [DepOfSolids]) / ([DepOfGrease] + [DepOfSolids] + [DepOfWater]) | 0.25 | Yes | (([DepOfGrease] + [DepOfSolids]) / ([DepOfGrease] + [DepOfSolids] + [DepOfWater])) * 1.05
|  |  |  | Guadalupe's Georgetown | 18101 | 6540 E. State Blvd., Fort Wayne 46815
[7 empty] | EX200 | IN-FLOOR | Back Kitchen by 3-basin | Canplas | 2023-03-17 |  | 50 | gpm |  | in |  | No | has diffuser basket on inlet | 4 | Yes | 5 | Yes | 0.25 | No | ([DepOfGrease] + [DepOfSolids]) / ([DepOfGrease] + [DepOfSolids] + [DepOfWater]) | 0.25 | Yes | (([DepOfGrease] + [DepOfSolids]) / ([DepOfGrease] + [DepOfSolids] + [DepOfWater])) * 1.05
|  |  |  | Guadalupe's Mexican Grill | 17977 | 545 E. Dupont Rd., Fort Wayne 46825
[7 empty] | EX100 | OUTDOOR | North of the building |  | 2022-02-14 |  | 1000 | gal |  | in |  | Yes |  | 4 | Yes | 5 | Yes | 0.25 | No | ([DepOfGrease] + [DepOfSolids]) / ([DepOfGrease] + [DepOfSolids] + [DepOfWater]) | 0.25 | Yes | (([DepOfGrease] + [DepOfSolids]) / ([DepOfGrease] + [DepOfSolids] + [DepOfWater])) * 1.05
|  |  |  | Guadalupe's Mexican Grill | 18190 | 10345 Illinois Rd., Fort Wayne 46814
|  |  |  | Gulf Station | 9578 | 3116 W. Coliseum Blvd., Coliseum Blvd., W., 3116, Fort Wayne 46808
[7 empty] | EX200 | ABOVE-FLOOR | beneath and to the left of the 3 basin sink. |  |  |  | 4 | gpm |  | in |  | No |  | 4 | Yes | 5 | Yes | 0.25 | No | ([DepOfGrease] + [DepOfSolids]) / ([DepOfGrease] + [DepOfSolids] + [DepOfWater]) | 0.25 | Yes | (([DepOfGrease] + [DepOfSolids]) / ([DepOfGrease] + [DepOfSolids] + [DepOfWater])) * 1.05
|  |  |  | Habitat for Humanity of Greater Fort Wayne ReStore | 8010 | 4747 Lima Rd., Lima Rd., 4747, Fort Wayne 46825
[7 empty] | EX100 | OUTDOOR | Located on south side of building in grass | Unknown |  |  | 1000 | gal |  | in | Monthly | No |  | 4 | Yes | 5 | Yes | 0.25 | No | ([DepOfGrease] + [DepOfSolids]) / ([DepOfGrease] + [DepOfSolids] + [DepOfWater]) | 0.25 | Yes | (([DepOfGrease] + [DepOfSolids]) / ([DepOfGrease] + [DepOfSolids] + [DepOfWater])) * 1.05
|  |  |  | Hainan House | 6638 | 1820 Bluffton Rd., Bluffton Rd., 1820, Fort Wayne 46809
[7 empty] | EX200 | IN-FLOOR | located under 3 basin sink | Canplas |  |  | 20 | gpm |  | in | Every 2 Weeks | No |  | 4 | Yes | 5 | Yes | 0.25 | No | ([DepOfGrease] + [DepOfSolids]) / ([DepOfGrease] + [DepOfSolids] + [DepOfWater]) | 0.25 | Yes | (([DepOfGrease] + [DepOfSolids]) / ([DepOfGrease] + [DepOfSolids] + [DepOfWater])) * 1.05
|  |  |  | Halal Eats | 9947 | 5755 St. Joe Rd., St. Joe Rd., 5755, Fort Wayne 46835
[7 empty] | EX200 | ABOVE-FLOOR | Under the three basin sink |  |  |  | 15 | gpm |  | in | Every 2 Weeks | No |  | 4 | Yes | 5 | Yes | 0.25 | No | ([DepOfGrease] + [DepOfSolids]) / ([DepOfGrease] + [DepOfSolids] + [DepOfWater]) | 0.25 | Yes | (([DepOfGrease] + [DepOfSolids]) / ([DepOfGrease] + [DepOfSolids] + [DepOfWater])) * 1.05
|  |  |  | Haley Elementary School | 9428 | 2201 Maplecrest Rd., Maplecrest Rd., 2201, Fort Wayne 46815
|  |  |  | Hallmark Inn | 9694 | 3730 E. Washington Blvd., Washington Blvd., E., 3730, Fort Wayne 46803
|  |  |  | Hamilton Park Little League | 9367 | 1806 Poinsette Dr., Poinsette Dr., 1806, Fort Wayne 46808
|  |  |  | Hampton Inn | 0075 | 3520 E. Dupont Rd., Dupont Rd., E., 3520, Fort Wayne 46825
|  |  |  | Hampton Inn | 10216 | 8219 W. Jefferson Blvd., Jefferson Blvd., W., 8219, Fort Wayne 46804
|  |  |  | Hampton Inn & Suites Fort Wayne North | 9924 | 5702 Challenger Pkwy., Challenger Pkwy., 5702, Fort Wayne 46818
[7 empty] | EX200 | ABOVE-FLOOR | Located left of the 3 compartment sink, above the floor, black plastic, Zurn Industries, 20 gpm. | Zurn Industries, LLC | 2018-03-27 |  | 20 | gpm |  | in | Monthly | Yes | 3 compartment sink is the only fixture plumbed to this grease interceptor. | 4 | Yes | 5 | Yes | 0.25 | No | ([DepOfGrease] + [DepOfSolids]) / ([DepOfGrease] + [DepOfSolids] + [DepOfWater]) | 0.25 | Yes | (([DepOfGrease] + [DepOfSolids]) / ([DepOfGrease] + [DepOfSolids] + [DepOfWater])) * 1.05
|  |  |  | Handel's Homemade Ice Cream | 18068 | 4916 Illinois Rd. Ste. 106, Fort Wayne 46804
[7 empty] | EX200 | IN-FLOOR | North wall of back kitchen | Schier Products | 2023-03-15 |  | 35 | gpm |  | in |  | No |  | 4 | Yes | 5 | Yes | 0.25 | No | ([DepOfGrease] + [DepOfSolids]) / ([DepOfGrease] + [DepOfSolids] + [DepOfWater]) | 0.25 | Yes | (([DepOfGrease] + [DepOfSolids]) / ([DepOfGrease] + [DepOfSolids] + [DepOfWater])) * 1.05
|  |  |  | Handel's Ice Cream | 0958 | 1808 W. Dupont Rd., Dupont Rd., W., 1808, Fort Wayne 46818
[7 empty] | EX100 | OUTDOOR | Located in grass at northwest corner of building, two access manholes. | Unknown | 2012-10-20 |  | 1000 | gal |  | in |  | Yes | Inlet & Outlet tees in place. | 4 | Yes | 5 | Yes | 0.25 | No | ([DepOfGrease] + [DepOfSolids]) / ([DepOfGrease] + [DepOfSolids] + [DepOfWater]) | 0.25 | Yes | (([DepOfGrease] + [DepOfSolids]) / ([DepOfGrease] + [DepOfSolids] + [DepOfWater])) * 1.05
|  |  |  | Happy Life Nutrition Club | 9531 | 2845 E. State Blvd., State Blvd., E., 2845, Fort Wayne 46805
[7 empty] | EX200 | ABOVE-FLOOR | Located under three basin sink |  | 2019-02-14 |  | 10 | gpm |  | in | Monthly | No |  | 4 | Yes | 5 | Yes | 0.25 | No | ([DepOfGrease] + [DepOfSolids]) / ([DepOfGrease] + [DepOfSolids] + [DepOfWater]) | 0.25 | Yes | (([DepOfGrease] + [DepOfSolids]) / ([DepOfGrease] + [DepOfSolids] + [DepOfWater])) * 1.05
|  |  |  | Hardees | 17395 | 5918 Lima Rd., Lima Rd., 5918, Fort Wayne 46818
[7 empty] | EX100 | OUTDOOR | 1000 gallon located on the east side of the building, in drive thru lane, just north of drive thru window | Unknown | 2015-08-28 |  | 1000 | gal |  | in | Quarterly | No |  | 4 | Yes | 5 | Yes | 0.25 | No | ([DepOfGrease] + [DepOfSolids]) / ([DepOfGrease] + [DepOfSolids] + [DepOfWater]) | 0.25 | Yes | (([DepOfGrease] + [DepOfSolids]) / ([DepOfGrease] + [DepOfSolids] + [DepOfWater])) * 1.05
|  |  |  | Harjee Petroleon/Marathon Franke Park Gasway | 9233 | 1130 Goshen Ave., Goshen Ave., 1130, Fort Wayne 46808
[7 empty] | EX100 | OUTDOOR | Located on the northwest side of the building in the asphalt, old one access manhole grease interceptor | Unknown |  |  | 1000 | gal |  | in | Quarterly | No | one access manhole, outlet elbow and down-leg installed and confirmed 2.22.19 | 4 | Yes | 5 | Yes | 0.25 | No | ([DepOfGrease] + [DepOfSolids]) / ([DepOfGrease] + [DepOfSolids] + [DepOfWater]) | 0.25 | Yes | (([DepOfGrease] + [DepOfSolids]) / ([DepOfGrease] + [DepOfSolids] + [DepOfWater])) * 1.05
|  |  |  | Harlan Café | 10346 | 16707 S.R. 37, S.R. 37, 16707, Harlan 46743
[7 empty] | EX200 | IN-FLOOR | Located in kitchen floor | Unknown |  |  |  | gal |  | in | Every 2 Weeks | No |  | 4 | Yes | 5 | Yes | 0.25 | No | ([DepOfGrease] + [DepOfSolids]) / ([DepOfGrease] + [DepOfSolids] + [DepOfWater]) | 0.25 | Yes | (([DepOfGrease] + [DepOfSolids]) / ([DepOfGrease] + [DepOfSolids] + [DepOfWater])) * 1.05
|  |  |  | Harris Building Café /Maumee Valley Group | 9387 | 1919 W. Cook Rd., Cook Rd., W., 1919, Fort Wayne 46818
[7 empty] | EX100 | OUTDOOR | SW side of the building near entrance #5 |  |  |  | 1000 | gal |  | in | Quarterly | No | outlet tee installed 7.27.23 center baffle may only last 5-10 more years 7.27.23 | 4 | Yes | 5 | Yes | 0.25 | No | ([DepOfGrease] + [DepOfSolids]) / ([DepOfGrease] + [DepOfSolids] + [DepOfWater]) | 0.25 | Yes | (([DepOfGrease] + [DepOfSolids]) / ([DepOfGrease] + [DepOfSolids] + [DepOfWater])) * 1.05
|  |  |  | Harris Elementary School | 9806 | 4501 Thorngate Dr., Thorngate Dr., 4501, Fort Wayne 46835
|  |  |  | Harrison Hill Elementary School | 9068 | 355 S. Cornell Circle, Cornell Circle, S., 355, Fort Wayne 46807
|  |  |  | Harrison Square Conference Center | 9244 | 1210 S. Harrison St., Harrison St., S., 1210, Fort Wayne 46802
|  |  |  | Harrison Square Conference Center | 9249 | 1220 S. Harrison St., Harrison St., S., 1220, Fort Wayne 46802
|  |  |  | Harry's Popcorn | 17887 | 2025 S. Anthony Blvd. Ste. 203, Anthony Blvd., S., Ste. 203., 2025, Fort Wayne 46803
[7 empty] | EX200 | ABOVE-FLOOR | Located under the 3-compartment sink, left side. | Unknown | 2021-05-06 |  | 10 | gpm |  | in | Every 2 Weeks | Yes |  | 4 | Yes | 5 | Yes | 0.25 | No | ([DepOfGrease] + [DepOfSolids]) / ([DepOfGrease] + [DepOfSolids] + [DepOfWater]) | 0.25 | Yes | (([DepOfGrease] + [DepOfSolids]) / ([DepOfGrease] + [DepOfSolids] + [DepOfWater])) * 1.05
|  |  |  | Haru Sushi Izakay | 9579 | 4036 Coldwater Rd., Coldwater Rd., 4036, Fort Wayne 46805
[7 empty] | EX100 | OUTDOOR | Located east of the building in the grass 2 access manholes. | Unknown |  |  | 1000 | gal |  | in | Quarterly | No |  | 4 | Yes | 5 | Yes | 0.25 | No | ([DepOfGrease] + [DepOfSolids]) / ([DepOfGrease] + [DepOfSolids] + [DepOfWater]) | 0.25 | Yes | (([DepOfGrease] + [DepOfSolids]) / ([DepOfGrease] + [DepOfSolids] + [DepOfWater])) * 1.05
|  |  |  | Harvest Fellowship Church | 18477 | 1001 W. Wallen Rd., Fort Wayne 46825
[7 empty] | EX200 | ABOVE-FLOOR | In kitchen right of the 3-basin sink | Canplas | 2026-01-02 |  | 35 | gpm |  | in |  | Yes |  | 4 | Yes | 5 | Yes | 0.25 | No | ([DepOfGrease] + [DepOfSolids]) / ([DepOfGrease] + [DepOfSolids] + [DepOfWater]) | 0.25 | Yes | (([DepOfGrease] + [DepOfSolids]) / ([DepOfGrease] + [DepOfSolids] + [DepOfWater])) * 1.05
|  |  |  | Hatchworks/Google | 18420 | 5801 Adams Center Rd., 6015 Adams Center Rd., Fort Wayne 46816
|  |  |  | Hatfield & Sons Distillery | 18157 | 1818 Bluffton Rd., Fort Wayne 46809
[7 empty] | EX600 | [8 empty] | in |  | No |  | 4 | Yes | 5 | Yes | 0.25 | No | ([DepOfGrease] + [DepOfSolids]) / ([DepOfGrease] + [DepOfSolids] + [DepOfWater]) | 0.25 | Yes | (([DepOfGrease] + [DepOfSolids]) / ([DepOfGrease] + [DepOfSolids] + [DepOfWater])) * 1.05
|  |  |  | Haverhill Elementary School | 9833 | 4725 Weatherside Run, Weatherside Run, 4725, Fort Wayne 46804
|  |  |  | Hawkins House of Fish | 2281 | 2619 Weisser Park Ave., Weisser Park Ave., 2619, Fort Wayne 46803
[7 empty] | EX200 | ABOVE-FLOOR | under the 3-basin sink |  |  |  | 20 | gpm |  | in |  | No |  | 4 | Yes | 5 | Yes | 0.25 | No | ([DepOfGrease] + [DepOfSolids]) / ([DepOfGrease] + [DepOfSolids] + [DepOfWater]) | 0.25 | Yes | (([DepOfGrease] + [DepOfSolids]) / ([DepOfGrease] + [DepOfSolids] + [DepOfWater])) * 1.05
|  |  |  | Hawthorn Suites | 17716 | 4919 Lima Rd., Lima Rd., 4919, Fort Wayne 46808
[7 empty] | EX200 | ABOVE-FLOOR | under 1 basin sink in cabinet |  | 2019-07-14 |  | 4 | gpm |  | in | Every 2 Weeks | No |  | 4 | Yes | 5 | Yes | 0.25 | No | ([DepOfGrease] + [DepOfSolids]) / ([DepOfGrease] + [DepOfSolids] + [DepOfWater]) | 0.25 | Yes | (([DepOfGrease] + [DepOfSolids]) / ([DepOfGrease] + [DepOfSolids] + [DepOfWater])) * 1.05
|  |  |  | Headwaters Church | 9392 | 2000 N. Wells St., Wells St., N., 2000, Fort Wayne 46808
[7 empty] | EX100 | OUTDOOR | East side of the building in the landscaping |  | 2026-01-29 |  | 1000 | gal |  | in |  | Yes |  | 4 | Yes | 5 | Yes | 0.25 | No | ([DepOfGrease] + [DepOfSolids]) / ([DepOfGrease] + [DepOfSolids] + [DepOfWater]) | 0.25 | Yes | (([DepOfGrease] + [DepOfSolids]) / ([DepOfGrease] + [DepOfSolids] + [DepOfWater])) * 1.05
[7 empty] | EX800 | IN-FLOOR | In-floor beneath 3 basin sink |  |  | 2026-01-29 |  | gal |  | in | Weekly | No |  | 4 | Yes | 5 | Yes | 0.25 | No | ([DepOfGrease] + [DepOfSolids]) / ([DepOfGrease] + [DepOfSolids] + [DepOfWater]) | 0.25 | Yes | (([DepOfGrease] + [DepOfSolids]) / ([DepOfGrease] + [DepOfSolids] + [DepOfWater])) * 1.05
|  |  |  | Headwater's Lofts (Parking Garage) | 18402 | 223 E. Superior St., Fort Wayne 46802
[7 empty] | EX311 | IN-FLOOR | Sand oil separator |  | 2025-07-10 |  | 1000 | gal |  | in |  | Yes |  | 4 | Yes | 5 | Yes | 0.25 | No | ([DepOfGrease] + [DepOfSolids]) / ([DepOfGrease] + [DepOfSolids] + [DepOfWater]) | 0.25 | Yes | (([DepOfGrease] + [DepOfSolids]) / ([DepOfGrease] + [DepOfSolids] + [DepOfWater])) * 1.05
|  |  |  | Headwaters Park Ice Rink Concession | 18191 | 333 S. Clinton St., Fort Wayne 46803
[7 empty] | EX200 | ABOVE-FLOOR | Under the 3-basin sink | Schier Products | 2023-11-21 |  | 25 | gpm |  | in |  | No |  | 4 | Yes | 5 | Yes | 0.25 | No | ([DepOfGrease] + [DepOfSolids]) / ([DepOfGrease] + [DepOfSolids] + [DepOfWater]) | 0.25 | Yes | (([DepOfGrease] + [DepOfSolids]) / ([DepOfGrease] + [DepOfSolids] + [DepOfWater])) * 1.05
|  |  |  | Health Food Shoppe | 9664 | 3515 N. Anthony Blvd., Anthony Blvd., N., 3515, Fort Wayne 46805
|  |  |  | Healthkick Nutrition Center | 18317 | 610 E. Dupont Rd., Fort Wayne 46825
|  |  |  | Healthy Food Solutions | 0322 | 4119 Clubview Dr., Clubview Dr., 4119, Fort Wayne 46804
|  |  |  | Healthy Life Nutrition | 17795 | 5012 Decatur Rd., Decatur Rd., 5012, Fort Wayne 46806
[7 empty] | EX200 | ABOVE-FLOOR | Located left of the 3 compartment sink along the west wall of the kitchen, black plastic. | Ashland Trap Distribution | 2020-03-23 |  | 20 | gpm |  | in |  | Yes |  | 4 | Yes | 5 | Yes | 0.25 | No | ([DepOfGrease] + [DepOfSolids]) / ([DepOfGrease] + [DepOfSolids] + [DepOfWater]) | 0.25 | Yes | (([DepOfGrease] + [DepOfSolids]) / ([DepOfGrease] + [DepOfSolids] + [DepOfWater])) * 1.05
|  |  |  | Healthy Vibes | 17892 | 9171 Lima Rd., Lima Rd., 9171, Fort Wayne 46818
[7 empty] | EX200 | ABOVE-FLOOR | Located on the north wall of the dish area. Located right of the 3 compartment sink. | Watts Water Technology | 2021-03-01 |  | 10 | gpm |  | in | Every 2 Weeks | No |  | 4 | Yes | 5 | Yes | 0.25 | No | ([DepOfGrease] + [DepOfSolids]) / ([DepOfGrease] + [DepOfSolids] + [DepOfWater]) | 0.25 | Yes | (([DepOfGrease] + [DepOfSolids]) / ([DepOfGrease] + [DepOfSolids] + [DepOfWater])) * 1.05
|  |  |  | Henry's Restaurant | 3641 | 536 W. Main St., Main St., W., 536, Fort Wayne 46802
|  |  |  | Heritage Lanscape | 18238 | 3228 Congressional Pkwy, Congressional Pkwy., 3228, Fort Wayne 46808
|  |  |  | Heritage of Fort Wayne | 17355 | 6030 Heritage Parkway, Fort Wayne 46835
[7 empty] | EX100 | OUTDOOR | in the grass hear the transformer |  |  |  | 1000 | gal |  | in |  | No |  | 4 | Yes | 5 | Yes | 0.25 | No | ([DepOfGrease] + [DepOfSolids]) / ([DepOfGrease] + [DepOfSolids] + [DepOfWater]) | 0.25 | Yes | (([DepOfGrease] + [DepOfSolids]) / ([DepOfGrease] + [DepOfSolids] + [DepOfWater])) * 1.05
[7 empty] | EX200 | ABOVE-FLOOR | under three basin sink in the bistro |  |  |  | 20 | gpm |  | in |  | No |  | 4 | Yes | 5 | Yes | 0.25 | No | ([DepOfGrease] + [DepOfSolids]) / ([DepOfGrease] + [DepOfSolids] + [DepOfWater]) | 0.25 | Yes | (([DepOfGrease] + [DepOfSolids]) / ([DepOfGrease] + [DepOfSolids] + [DepOfWater])) * 1.05
|  |  |  | Heritage Park Assisted Living | 9397 | 2002 Heritage Park Dr., Heritage Park Dr., 2002, Fort Wayne 46805
[7 empty] | EX150 | IN-FLOOR | in floor in kitchen | Endura Grease Interceptor |  |  | 20 | gpm |  | in | Quarterly | No | needs dye traced | 4 | Yes | 5 | Yes | 0.25 | No | ([DepOfGrease] + [DepOfSolids]) / ([DepOfGrease] + [DepOfSolids] + [DepOfWater]) | 0.25 | Yes | (([DepOfGrease] + [DepOfSolids]) / ([DepOfGrease] + [DepOfSolids] + [DepOfWater])) * 1.05
[7 empty] | EX200 | IN-FLOOR | kitchen in floor | Endura Grease Interceptor |  |  | 10 | gpm |  | in | Quarterly | No | . | 4 | Yes | 5 | Yes | 0.25 | No | ([DepOfGrease] + [DepOfSolids]) / ([DepOfGrease] + [DepOfSolids] + [DepOfWater]) | 0.25 | Yes | (([DepOfGrease] + [DepOfSolids]) / ([DepOfGrease] + [DepOfSolids] + [DepOfWater])) * 1.05
|  |  |  | Heritage Park Health & Rehab | 9395 | 2001 Hobson Rd., Hobson Rd., 2001, Fort Wayne 46805
[7 empty] | EX200 | ABOVE-FLOOR | Under 3 basin sink. | Canplas |  |  | 20 | gpm |  | in | Quarterly | No | will need cleaned more often. | 4 | Yes | 5 | Yes | 0.25 | No | ([DepOfGrease] + [DepOfSolids]) / ([DepOfGrease] + [DepOfSolids] + [DepOfWater]) | 0.25 | Yes | (([DepOfGrease] + [DepOfSolids]) / ([DepOfGrease] + [DepOfSolids] + [DepOfWater])) * 1.05
[7 empty] | EX201 | ABOVE-FLOOR | Under to right of pre-wash sink | Schier Products | 2022-02-11 |  | 25 | gpm |  | in | Monthly | Yes |  | 4 | Yes | 5 | Yes | 0.25 | No | ([DepOfGrease] + [DepOfSolids]) / ([DepOfGrease] + [DepOfSolids] + [DepOfWater]) | 0.25 | Yes | (([DepOfGrease] + [DepOfSolids]) / ([DepOfGrease] + [DepOfSolids] + [DepOfWater])) * 1.05
|  |  |  | Heritage Point | 17824 | 801 N Huntington Ave, Warren
|  |  |  | Heritage Pointe of Fort Wayne | 17546 | 5250 Heritage Parkway, Fort Wayne 46803
|  |  |  | Hessen Cassel Express/Fily's Tacos Mexican Grill - in Shell Station | 0970 | 4181 Hessen Cassel Rd., Hessen Cassel Rd., 4181, Fort Wayne 46806
[7 empty] | EX100 | OUTDOOR | Located on the south side of the building in the handicap parking stall |  | 2021-01-01 |  | 1000 | gal |  | in |  | No |  | 4 | Yes | 5 | Yes | 0.25 | No | ([DepOfGrease] + [DepOfSolids]) / ([DepOfGrease] + [DepOfSolids] + [DepOfWater]) | 0.25 | Yes | (([DepOfGrease] + [DepOfSolids]) / ([DepOfGrease] + [DepOfSolids] + [DepOfWater])) * 1.05
|  |  |  | Hi Ho Again | 9678 | 3620 E. Yoder Rd., Yoder Rd., E., 3620, Fort Wayne 46819
|  |  |  | Hickory Creek Elementary School | 9676 | 3606 Baird Rd., Baird Rd., 3606, Fort Wayne 46818
|  |  |  | Hideout - University of Saint Francis | 17624 | 2701 Spring St., Spring St., 2701, Fort Wayne 46808
[7 empty] | EX200 | IN-FLOOR | In floor model located on the ground floor of the building in a store room. |  |  |  | 25 | gpm |  | in | Monthly | No |  | 4 | Yes | 5 | Yes | 0.25 | No | ([DepOfGrease] + [DepOfSolids]) / ([DepOfGrease] + [DepOfSolids] + [DepOfWater]) | 0.25 | Yes | (([DepOfGrease] + [DepOfSolids]) / ([DepOfGrease] + [DepOfSolids] + [DepOfWater])) * 1.05
|  |  |  | Hideout 125 | 18392 | 1021 Woodland Plaza Run, Fort Wayne 46825
[7 empty] | EX100 | OUTDOOR | Outside the back of the building in the drive |  | 2025-05-09 |  | 1000 | gal |  | in | Quarterly | Yes |  | 4 | Yes | 5 | Yes | 0.25 | No | ([DepOfGrease] + [DepOfSolids]) / ([DepOfGrease] + [DepOfSolids] + [DepOfWater]) | 0.25 | Yes | (([DepOfGrease] + [DepOfSolids]) / ([DepOfGrease] + [DepOfSolids] + [DepOfWater])) * 1.05
|  |  |  | Hill's Meat Market | 9601 | 3211 Lwr. Huntington Rd., Lwr. Huntington Rd., 3211, Fort Wayne 46809
[7 empty] | EX100 | OUTDOOR | The west side of the new building |  |  |  | 1000 | gal |  | in |  | No |  | 4 | Yes | 5 | Yes | 0.25 | No | ([DepOfGrease] + [DepOfSolids]) / ([DepOfGrease] + [DepOfSolids] + [DepOfWater]) | 0.25 | Yes | (([DepOfGrease] + [DepOfSolids]) / ([DepOfGrease] + [DepOfSolids] + [DepOfWater])) * 1.05
|  |  |  | Hillside Pools Showroom | 17541 | 7677 Maplecrest Rd., Maplecrest Rd., 7677, Fort Wayne 46835
[7 empty] | EX600 |  | Not solids/separator |  |  |  |  | gal |  | in |  | No |  | 4 | Yes | 5 | Yes | 0.25 | No | ([DepOfGrease] + [DepOfSolids]) / ([DepOfGrease] + [DepOfSolids] + [DepOfWater]) | 0.25 | Yes | (([DepOfGrease] + [DepOfSolids]) / ([DepOfGrease] + [DepOfSolids] + [DepOfWater])) * 1.05
|  |  |  | Hilton Garden Inn | 10224 | 8615 US Hwy 24 W., US Hwy 24 W., 8615, Fort Wayne 46804
|  |  |  | Hilton Garden Inn-Home 2 Suites | 17881 | 10650 Diebold Rd., Fort Wayne 46845
[7 empty] | EX100 | OUTDOOR | E side of building in mulch near A/C units, 1st of 2 OIG GI's in series. Farther from building. |  |  |  | 1500 | gal |  | in |  | No | AS of 1.8.2021, still under construction. | 4 | Yes | 5 | Yes | 0.25 | No | ([DepOfGrease] + [DepOfSolids]) / ([DepOfGrease] + [DepOfSolids] + [DepOfWater]) | 0.25 | Yes | (([DepOfGrease] + [DepOfSolids]) / ([DepOfGrease] + [DepOfSolids] + [DepOfWater])) * 1.05
[7 empty] | EX101 | OUTDOOR | E side of building in mulch near A/C units. 2nd of 2 OIG GI's in series. Closer to building. |  |  |  | 1500 | gal |  | in |  | No | As of 1.8.2021, still under construction. | 4 | Yes | 5 | Yes | 0.25 | No | ([DepOfGrease] + [DepOfSolids]) / ([DepOfGrease] + [DepOfSolids] + [DepOfWater]) | 0.25 | Yes | (([DepOfGrease] + [DepOfSolids]) / ([DepOfGrease] + [DepOfSolids] + [DepOfWater])) * 1.05
[7 empty] | EX150 |  | Solids Separator installed after the garbage disposal. | [6 empty] | in |  | No |  | 4 | Yes | 5 | Yes | 0.25 | No | ([DepOfGrease] + [DepOfSolids]) / ([DepOfGrease] + [DepOfSolids] + [DepOfWater]) | 0.25 | Yes | (([DepOfGrease] + [DepOfSolids]) / ([DepOfGrease] + [DepOfSolids] + [DepOfWater])) * 1.05
[7 empty] | EX151 |  | For pre-wash sink in kitchen's garbage disposal |  | 2021-02-18 |  |  |  |  | in | Every 2 Weeks | Yes |  | 4 | Yes | 5 | Yes | 0.25 | No | ([DepOfGrease] + [DepOfSolids]) / ([DepOfGrease] + [DepOfSolids] + [DepOfWater]) | 0.25 | Yes | (([DepOfGrease] + [DepOfSolids]) / ([DepOfGrease] + [DepOfSolids] + [DepOfWater])) * 1.05
[7 empty] | EX200 | IN-FLOOR | behind the bar. In front of the glassware washer. | Schier Products |  |  | 50 | gpm |  | in | Every 2 Weeks | No | AS of 1.8.2021, facility not ready for inspection. | 4 | Yes | 5 | Yes | 0.25 | No | ([DepOfGrease] + [DepOfSolids]) / ([DepOfGrease] + [DepOfSolids] + [DepOfWater]) | 0.25 | Yes | (([DepOfGrease] + [DepOfSolids]) / ([DepOfGrease] + [DepOfSolids] + [DepOfWater])) * 1.05
[7 empty] | EX201 | IN-FLOOR | Located in the dish room for the breakfast area. | Schier Products |  |  | 50 | gpm |  | in | Every 2 Weeks | No |  | 4 | Yes | 5 | Yes | 0.25 | No | ([DepOfGrease] + [DepOfSolids]) / ([DepOfGrease] + [DepOfSolids] + [DepOfWater]) | 0.25 | Yes | (([DepOfGrease] + [DepOfSolids]) / ([DepOfGrease] + [DepOfSolids] + [DepOfWater])) * 1.05
|  |  |  | Himalayan Mart | 18448 | 1824 W. Dupont Rd. Ste. E, Dupont Rd., W., 1824, Fort Wayne 46803
|  |  |  | Hissho Sushi- PRMC | 17620 | 11108 Parkview Plaza Dr., Fort Wayne 46845
[7 empty] | EX160 | OUTDOOR | Large in-ground, located of the Northeast side of the complex, between the main entrance and women's hospital. |  |  |  | 7000 | gal |  | in | Monthly | No | GT is located in a deep pit covered by a locked grate. Must contact PRMC operations to open. | 4 | Yes | 5 | Yes | 0.25 | No | ([DepOfGrease] + [DepOfSolids]) / ([DepOfGrease] + [DepOfSolids] + [DepOfWater]) | 0.25 | Yes | (([DepOfGrease] + [DepOfSolids]) / ([DepOfGrease] + [DepOfSolids] + [DepOfWater])) * 1.05
|  |  |  | Hnin Hlaing Grocery Store | 17618 | 5023 Decatur Rd., Decatur Rd., 5023, Fort Wayne 46806
[7 empty] | EX200 | ABOVE-FLOOR | Backroom under the 3-basin sink. | BK Resources |  |  | 20 | gpm |  | in |  | No |  | 4 | Yes | 5 | Yes | 0.25 | No | ([DepOfGrease] + [DepOfSolids]) / ([DepOfGrease] + [DepOfSolids] + [DepOfWater]) | 0.25 | Yes | (([DepOfGrease] + [DepOfSolids]) / ([DepOfGrease] + [DepOfSolids] + [DepOfWater])) * 1.05
|  |  |  | Hobby Lobby | 18299 | 902 S. Thomas Rd., Fort Wayne 46804
|  |  |  | Hobson Road Coin Laundry and Dry Cleaners | 9475 | 2445 Hobson Rd., Hobson Rd., 2445, Fort Wayne 46805
|  |  |  | Holiday Inn at the Coliseum | 9738 | 4111 Paul Shaffer Dr., Paul Shaffer Dr., 4111, Fort Wayne 46825
[7 empty] | EX100 | OUTDOOR | North side of bldg. by the HVAC units behind the trees |  |  |  | 1000 | gal |  | in |  | No |  | 4 | Yes | 5 | Yes | 0.25 | No | ([DepOfGrease] + [DepOfSolids]) / ([DepOfGrease] + [DepOfSolids] + [DepOfWater]) | 0.25 | Yes | (([DepOfGrease] + [DepOfSolids]) / ([DepOfGrease] + [DepOfSolids] + [DepOfWater])) * 1.05
|  |  |  | Holiday Inn Express | 9977 | 5915 Ellison Rd., Ellison Rd., 5915, Fort Wayne 46804
|  |  |  | Holiday Inn Express & Suites | 17858 | 10040 Diebold Rd., Diebold Rd., 10040, Fort Wayne 46825
[7 empty] | EX200 | IN-FLOOR | Located in floor in the maintenance room. | Zurn |  |  | 75 | gpm |  | in | Every 2 Weeks | No |  | 4 | Yes | 5 | Yes | 0.25 | No | ([DepOfGrease] + [DepOfSolids]) / ([DepOfGrease] + [DepOfSolids] + [DepOfWater]) | 0.25 | Yes | (([DepOfGrease] + [DepOfSolids]) / ([DepOfGrease] + [DepOfSolids] + [DepOfWater])) * 1.05
|  |  |  | Holland Elementary School | 10146 | 7000 Red Haw Dr., Red Haw Dr., 7000, Fort Wayne 46825
|  |  |  | Holsum Bakery | 9024 | 136 Murray St., Murray St., 136, Fort Wayne 46802
[7 empty] | EX100 | [5 empty] | 1000 | gal |  | in |  | No |  | 4 | Yes | 5 | Yes | 0.25 | No | ([DepOfGrease] + [DepOfSolids]) / ([DepOfGrease] + [DepOfSolids] + [DepOfWater]) | 0.25 | Yes | (([DepOfGrease] + [DepOfSolids]) / ([DepOfGrease] + [DepOfSolids] + [DepOfWater])) * 1.05
[7 empty] | EX101 | [5 empty] | 1000 | gal |  | in |  | No |  | 4 | Yes | 5 | Yes | 0.25 | No | ([DepOfGrease] + [DepOfSolids]) / ([DepOfGrease] + [DepOfSolids] + [DepOfWater]) | 0.25 | Yes | (([DepOfGrease] + [DepOfSolids]) / ([DepOfGrease] + [DepOfSolids] + [DepOfWater])) * 1.05
|  |  |  | Holy Cross Lutheran Church and School | 9650 | 3425 Crescent Ave., Crescent Ave., 3425, Fort Wayne 46805
|  |  |  | Holy Grounds - University of Saint Francis | 17899 | 2701 Spring St., Spring St., 2701, Fort Wayne 46808
[7 empty] | EX200 | ABOVE-FLOOR | Located left of the 3 compartment sink under the counter. | J. R. Smith |  |  | 4 | gpm |  | in | Every 2 Weeks | No |  | 4 | Yes | 5 | Yes | 0.25 | No | ([DepOfGrease] + [DepOfSolids]) / ([DepOfGrease] + [DepOfSolids] + [DepOfWater]) | 0.25 | Yes | (([DepOfGrease] + [DepOfSolids]) / ([DepOfGrease] + [DepOfSolids] + [DepOfWater])) * 1.05
|  |  |  | Holy Scripture Evangelical Lutheran Church | 10233 | 8811 Kinnerk Rd., Kinnerk Rd., 8811, Fort Wayne 46819
|  |  |  | Home City ice | 18198 | 3331 Congressional Parkway, Congressional Parkway, 3331, Fort Wayne 46809
[7 empty] | EX600 | [8 empty] | in |  | No |  | 4 | Yes | 5 | Yes | 0.25 | No | ([DepOfGrease] + [DepOfSolids]) / ([DepOfGrease] + [DepOfSolids] + [DepOfWater]) | 0.25 | Yes | (([DepOfGrease] + [DepOfSolids]) / ([DepOfGrease] + [DepOfSolids] + [DepOfWater])) * 1.05
|  |  |  | Homestead High School | 9797 | 4310 Homestead Rd., Homestead Rd., 4310, Fort Wayne 46814
|  |  |  | Hometown Inn | 10144 | 6910 IN-930, Lincoln Hwy. E., 6910, Fort Wayne 46803
|  |  |  | Homewood Suites by Hilton | 10225 | 8621 US Hwy 24 W., US Hwy 24 W., 8621, Fort Wayne 46804
|  |  |  | Honey Baked Ham | 17649 | 10310 Coldwater Rd., Coldwater Rd., 10310, Fort Wayne 46825
[7 empty] | EX200 | IN-FLOOR | Located in floor, under the three compartment sink | Schier Products | 2018-11-15 |  | 20 | gpm |  | in | Every 2 Weeks | No | No baffle in this model, inlet and outlet tee in place | 4 | Yes | 5 | Yes | 0.25 | No | ([DepOfGrease] + [DepOfSolids]) / ([DepOfGrease] + [DepOfSolids] + [DepOfWater]) | 0.25 | Yes | (([DepOfGrease] + [DepOfSolids]) / ([DepOfGrease] + [DepOfSolids] + [DepOfWater])) * 1.05
|  |  |  | Honey Baked Ham Company | 10074 | 6410 W. Jefferson Blvd. Ste. 10, Jefferson Blvd., W., 6410, Fort Wayne 46804
|  |  |  | Hook & Ladder | 9498 | 2616 Lwr. Huntington Rd., Lwr. Huntington Rd., 2616, Fort Wayne 46809
|  |  |  | Hop River Brewing Company | 17582 | 1515 N. Harrison St., Harrison St., N., 1515, Fort Wayne 46808
[7 empty] | EX200 | ABOVE-FLOOR | Located in the kitchen, left of the 3 compartment sink, above the floor, tan metal, 20 gpm. | Rockford Separators | 2017-12-21 |  | 20 | gpm |  | in | Every 2 Weeks | Yes |  | 4 | Yes | 5 | Yes | 0.25 | No | ([DepOfGrease] + [DepOfSolids]) / ([DepOfGrease] + [DepOfSolids] + [DepOfWater]) | 0.25 | Yes | (([DepOfGrease] + [DepOfSolids]) / ([DepOfGrease] + [DepOfSolids] + [DepOfWater])) * 1.05
|  |  |  | Hoppy Gnome | 9029 | 203 E. Berry St., Suite 104, Berry St., E., 203, Fort Wayne 46802
[7 empty] | EX120 | OUTDOOR | Outdoor poly grease trap - 2 lid - Loading dock area |  | 2015-06-26 |  | 1000 | gal |  | in |  | No |  | 4 | Yes | 5 | Yes | 0.25 | No | ([DepOfGrease] + [DepOfSolids]) / ([DepOfGrease] + [DepOfSolids] + [DepOfWater]) | 0.25 | Yes | (([DepOfGrease] + [DepOfSolids]) / ([DepOfGrease] + [DepOfSolids] + [DepOfWater])) * 1.05
|  |  |  | Hopsing Chinese Food | 6418 | 6214 Stellhorn Rd., Stellhorn Rd., 6214, Fort Wayne 46815
[7 empty] | EX100 | OUTDOOR | Located south of building, one access manhole |  |  |  | 1000 | gal |  | in | Annual | No |  | 4 | Yes | 5 | Yes | 0.25 | No | ([DepOfGrease] + [DepOfSolids]) / ([DepOfGrease] + [DepOfSolids] + [DepOfWater]) | 0.25 | Yes | (([DepOfGrease] + [DepOfSolids]) / ([DepOfGrease] + [DepOfSolids] + [DepOfWater])) * 1.05
|  |  |  | Hoshi Hoshi | 18463 | 5129 Illinois Rd. Ste. 108, Fort Wayne 46804
[7 empty] | 001 | ABOVE-FLOOR | above floor under 3 basin sink | Zurn Industries, LLC |  |  | 20 | gal |  | in | Twice Monthly | No |  | 4 | Yes | 5 | Yes | 0.25 | No | ([DepOfGrease] + [DepOfSolids]) / ([DepOfGrease] + [DepOfSolids] + [DepOfWater]) | 0.25 | Yes | (([DepOfGrease] + [DepOfSolids]) / ([DepOfGrease] + [DepOfSolids] + [DepOfWater])) * 1.05
|  |  |  | Hot Chickz Nashville Hot Chicken | 17556 | 1716 E. Pontiac St., Pontiac St., E., 1716, Fort Wayne 46803
[7 empty] | EX200 | ABOVE-FLOOR | Located left of the 3 compartment sink, above the floor, grey metal, 20 gpm. | Unknown |  |  | 20 | gpm |  | in | Every 2 Weeks | No |  | 4 | Yes | 5 | Yes | 0.25 | No | ([DepOfGrease] + [DepOfSolids]) / ([DepOfGrease] + [DepOfSolids] + [DepOfWater]) | 0.25 | Yes | (([DepOfGrease] + [DepOfSolids]) / ([DepOfGrease] + [DepOfSolids] + [DepOfWater])) * 1.05
|  |  |  | Hot Head Burritos | 18231 | 3120 St. Joe Ctr. Rd., Fort Wayne 46803
[7 empty] | EX100 | OUTDOOR | On the West side of the bldg. |  | 2024-08-01 |  | 1000 | gal |  | in |  | No |  | 4 | Yes | 5 | Yes | 0.25 | No | ([DepOfGrease] + [DepOfSolids]) / ([DepOfGrease] + [DepOfSolids] + [DepOfWater]) | 0.25 | Yes | (([DepOfGrease] + [DepOfSolids]) / ([DepOfGrease] + [DepOfSolids] + [DepOfWater])) * 1.05
|  |  |  | HOTWORX | 9538 | 2896 E. Dupont Rd., Dupont Rd., E., 2896, Fort Wayne 46825
|  |  |  | HT Auto Repair & Service | 18075 | 1715 E. Tillman Rd., Tillman Rd., E., 1715, Fort Wayne 46816
[7 empty] | EX600 |  | No oil/sand separator onsite | [6 empty] | in |  | No |  | 4 | Yes | 5 | Yes | 0.25 | No | ([DepOfGrease] + [DepOfSolids]) / ([DepOfGrease] + [DepOfSolids] + [DepOfWater]) | 0.25 | Yes | (([DepOfGrease] + [DepOfSolids]) / ([DepOfGrease] + [DepOfSolids] + [DepOfWater])) * 1.05
|  |  |  | Humane Fort Wayne | 18301 | 901 Leesburg Road, Leesburg Rd., 901, Fort Wayne 46808
|  |  |  | Hummus Republic | 18391 | 1034 S. Thomas Rd. Ste. 117, Fort Wayne 46804
[7 empty] | EX200 | IN-FLOOR | Back Kitchen by 3-basin sink | Schier Products | 2025-05-19 |  | 25 | gpm |  | in |  | Yes |  | 4 | Yes | 5 | Yes | 0.25 | No | ([DepOfGrease] + [DepOfSolids]) / ([DepOfGrease] + [DepOfSolids] + [DepOfWater]) | 0.25 | Yes | (([DepOfGrease] + [DepOfSolids]) / ([DepOfGrease] + [DepOfSolids] + [DepOfWater])) * 1.05
|  |  |  | Hungry Asian Market | 9103 | 504 Noble Dr., Noble Dr., 504, Fort Wayne 46825
[7 empty] | EX600 |  | No Grease Interceptor known for a fact | [6 empty] | in |  | No |  | 4 | Yes | 5 | Yes | 0.25 | No | ([DepOfGrease] + [DepOfSolids]) / ([DepOfGrease] + [DepOfSolids] + [DepOfWater]) | 0.25 | Yes | (([DepOfGrease] + [DepOfSolids]) / ([DepOfGrease] + [DepOfSolids] + [DepOfWater])) * 1.05
|  |  |  | Hungry Howie's Pizza | 17458 | 4214 Cresent Ave., Fort Wayne 46815
[7 empty] | EX160 | OUTDOOR |  |  |  |  | 1000 | gal |  | in | Quarterly | No |  | 4 | Yes | 5 | Yes | 0.25 | No | ([DepOfGrease] + [DepOfSolids]) / ([DepOfGrease] + [DepOfSolids] + [DepOfWater]) | 0.25 | Yes | (([DepOfGrease] + [DepOfSolids]) / ([DepOfGrease] + [DepOfSolids] + [DepOfWater])) * 1.05
|  |  |  | Hyatt Place Hotel | 9011 | 111 W. Washington Ctr. Rd., Washington Ctr. Rd., W. 111, Fort Wayne 46825
[7 empty] | EX200 | IN-FLOOR | In-floor by dishwasher | Unknown | 2022-06-13 |  | 25 | gpm |  | in | Every 2 Weeks | Yes | In same location but internal trap has been replaced as of inspection on 6.13.22 | 4 | Yes | 5 | Yes | 0.25 | No | ([DepOfGrease] + [DepOfSolids]) / ([DepOfGrease] + [DepOfSolids] + [DepOfWater]) | 0.25 | Yes | (([DepOfGrease] + [DepOfSolids]) / ([DepOfGrease] + [DepOfSolids] + [DepOfWater])) * 1.05
|  |  |  | Iceway Express | 0051 | 3996 Ice Way, Ice Way, 3996, Fort Wayne 46805
[7 empty] | EX100 | OUTDOOR | S of building in parking stall |  |  |  | 1000 | gal |  | in |  | No |  | 4 | Yes | 5 | Yes | 0.25 | No | ([DepOfGrease] + [DepOfSolids]) / ([DepOfGrease] + [DepOfSolids] + [DepOfWater]) | 0.25 | Yes | (([DepOfGrease] + [DepOfSolids]) / ([DepOfGrease] + [DepOfSolids] + [DepOfWater])) * 1.05
[7 empty] | EX200 | ABOVE-FLOOR | Under coffee sink | Wentworth | 2020-01-25 |  | 4 | gpm |  | in | Every 2 Weeks | No |  | 4 | Yes | 5 | Yes | 0.25 | No | ([DepOfGrease] + [DepOfSolids]) / ([DepOfGrease] + [DepOfSolids] + [DepOfWater]) | 0.25 | Yes | (([DepOfGrease] + [DepOfSolids]) / ([DepOfGrease] + [DepOfSolids] + [DepOfWater])) * 1.05
|  |  |  | Ichiddo | 4236 | 5608 Coldwater Rd., Coldwater Rd., 5608, Fort Wayne 46825
[7 empty] | EX100 | OUTDOOR | Outside back by cooler |  | 2024-07-22 |  | 1000 | gal |  | in | Quarterly | Yes |  | 4 | Yes | 5 | Yes | 0.25 | No | ([DepOfGrease] + [DepOfSolids]) / ([DepOfGrease] + [DepOfSolids] + [DepOfWater]) | 0.25 | Yes | (([DepOfGrease] + [DepOfSolids]) / ([DepOfGrease] + [DepOfSolids] + [DepOfWater])) * 1.05
[7 empty] | EX800 | ABOVE-FLOOR | Under 1-compartment sink behind FC to the right. | Ashland Trap Distribution | 2019-08-30 | 2024-07-22 | 4 | gpm |  | in | Quarterly | Yes | Not exact install date, we know it was in 2019. removed 2024 | 4 | Yes | 5 | Yes | 0.25 | No | ([DepOfGrease] + [DepOfSolids]) / ([DepOfGrease] + [DepOfSolids] + [DepOfWater]) | 0.25 | Yes | (([DepOfGrease] + [DepOfSolids]) / ([DepOfGrease] + [DepOfSolids] + [DepOfWater])) * 1.05
[7 empty] | EX801 | OUTDOOR | E of building in blacktop, 1 access manhole over center baffle. |  |  | 2024-07-22 | 1000 | gal |  | in | Quarterly | No |  | 4 | Yes | 5 | Yes | 0.25 | No | ([DepOfGrease] + [DepOfSolids]) / ([DepOfGrease] + [DepOfSolids] + [DepOfWater]) | 0.25 | Yes | (([DepOfGrease] + [DepOfSolids]) / ([DepOfGrease] + [DepOfSolids] + [DepOfWater])) * 1.05
|  |  |  | Icing for Izaac | 18085 | 243 Airport North Office Park, Fort Wayne 46825
[7 empty] | EX200 | ABOVE-FLOOR | Located Left of the 3-Basin |  | 2023-03-29 |  | 25 | gpm |  | in |  | Yes |  | 4 | Yes | 5 | Yes | 0.25 | No | ([DepOfGrease] + [DepOfSolids]) / ([DepOfGrease] + [DepOfSolids] + [DepOfWater]) | 0.25 | Yes | (([DepOfGrease] + [DepOfSolids]) / ([DepOfGrease] + [DepOfSolids] + [DepOfWater])) * 1.05
|  |  |  | Iggy's Subs | 18466 | 6423 Lima Rd., Fort Wayne 46818
[7 empty] | EX200 | ABOVE-FLOOR | Back kitchen after the 3-basin sink | Zurn | 2025-11-07 |  | 25 | gpm |  | in |  | Yes |  | 4 | Yes | 5 | Yes | 0.25 | No | ([DepOfGrease] + [DepOfSolids]) / ([DepOfGrease] + [DepOfSolids] + [DepOfWater]) | 0.25 | Yes | (([DepOfGrease] + [DepOfSolids]) / ([DepOfGrease] + [DepOfSolids] + [DepOfWater])) * 1.05
|  |  |  | Iglesia Cristiana Principe de Paz Fort Wayne | 9996 | 6011 Hessen Cassel Rd., Hessen Cassel Rd., 6011, Fort Wayne 46816
|  |  |  | IHOP | 4205 | 4403 Coldwater Rd., Coldwater Rd., 4403, Fort Wayne 46825
[7 empty] | EX200 | ABOVE-FLOOR | Located under right side of three basin sink | PDI | 2012-11-28 |  | 20 | gpm |  | in | Weekly | Yes | Receives 3-Basin sink | 4 | Yes | 5 | Yes | 0.25 | No | ([DepOfGrease] + [DepOfSolids]) / ([DepOfGrease] + [DepOfSolids] + [DepOfWater]) | 0.25 | Yes | (([DepOfGrease] + [DepOfSolids]) / ([DepOfGrease] + [DepOfSolids] + [DepOfWater])) * 1.05
[7 empty] | EX201 | ABOVE-FLOOR | Located under pre-rinse sinks. | PDI | 2012-11-28 |  |  | gal |  | in | Weekly | Yes | Receives Prewash area | 4 | Yes | 5 | Yes | 0.25 | No | ([DepOfGrease] + [DepOfSolids]) / ([DepOfGrease] + [DepOfSolids] + [DepOfWater]) | 0.25 | Yes | (([DepOfGrease] + [DepOfSolids]) / ([DepOfGrease] + [DepOfSolids] + [DepOfWater])) * 1.05
|  |  |  | IHOP #5465 (CUGC) | 7700 | 1535 W. Washington Ctr. Rd., Washington Ctr. Rd., W., 1535, Fort Wayne 46825
[7 empty] | EX100 | OUTDOOR | Located in landscaping near southeast corner of building on east side. Partially under bushes. | Unknown |  |  | 1200 | gal |  | in | Quarterly | No |  | 4 | Yes | 5 | Yes | 0.25 | No | ([DepOfGrease] + [DepOfSolids]) / ([DepOfGrease] + [DepOfSolids] + [DepOfWater]) | 0.25 | Yes | (([DepOfGrease] + [DepOfSolids]) / ([DepOfGrease] + [DepOfSolids] + [DepOfWater])) * 1.05
|  |  |  | IHOP (CUGC) | 17659 | 6839 West Jefferson Blvd, Fort Wayne 46804
|  |  |  | Imagine Schools | 9573 | 3102 S. Clinton St., Clinton St., S., 3102, Fort Wayne 46806
|  |  |  | Inasmuch Ministries | 0230 | 930 Broadway St., Broadway St., 930, Fort Wayne 46802
|  |  |  | Indian Market | 18408 | 4715 Lima Rd, Fort Wayne 46808
[7 empty] | EX600 |  | No GT | [6 empty] | in |  | No |  | 4 | Yes | 5 | Yes | 0.25 | No | ([DepOfGrease] + [DepOfSolids]) / ([DepOfGrease] + [DepOfSolids] + [DepOfWater]) | 0.25 | Yes | (([DepOfGrease] + [DepOfSolids]) / ([DepOfGrease] + [DepOfSolids] + [DepOfWater])) * 1.05
|  |  |  | Indian Village Elementary School | 9712 | 3835 Wenonah Lane, Wenonah Lane, 3835, Fort Wayne 46809
[7 empty] | EX600 |  | no grease trap |  |  |  |  | gal |  | in |  | No |  | 4 | Yes | 5 | Yes | 0.25 | No | ([DepOfGrease] + [DepOfSolids]) / ([DepOfGrease] + [DepOfSolids] + [DepOfWater]) | 0.25 | Yes | (([DepOfGrease] + [DepOfSolids]) / ([DepOfGrease] + [DepOfSolids] + [DepOfWater])) * 1.05
|  |  |  | Indiana Auto Auction/Sunrise Café | 9788 | 4425 W. Washington Ctr. Rd., Washington Ctr. Rd., W., 4425, Fort Wayne 46818
[7 empty] | EX200 | ABOVE-FLOOR | Located to the right of the three compartment sink along west kitchen wall | BK Resources | 2019-02-27 |  | 20 | gpm |  | in | Monthly | Yes | potential retired grease trap in the floor that is piped through - 1.16.25 | 4 | Yes | 5 | Yes | 0.25 | No | ([DepOfGrease] + [DepOfSolids]) / ([DepOfGrease] + [DepOfSolids] + [DepOfWater]) | 0.25 | Yes | (([DepOfGrease] + [DepOfSolids]) / ([DepOfGrease] + [DepOfSolids] + [DepOfWater])) * 1.05
|  |  |  | Indiana District Lutheran Church MO Synod | 9236 | 1145 S. Barr St., Barr St., S., 1145, Fort Wayne 46802
|  |  |  | Indiana Mexican Bakery | 9292 | 1419 N. Wells St., Wells St., N., 1419, Fort Wayne 46808
[7 empty] | EX200 | ABOVE-FLOOR | In back storage room behind the wall that connects the 3 basin sink | Unknown |  |  | 25 | gpm |  | in | Weekly | No |  | 4 | Yes | 5 | Yes | 0.25 | No | ([DepOfGrease] + [DepOfSolids]) / ([DepOfGrease] + [DepOfSolids] + [DepOfWater]) | 0.25 | Yes | (([DepOfGrease] + [DepOfSolids]) / ([DepOfGrease] + [DepOfSolids] + [DepOfWater])) * 1.05
|  |  |  | Indiana Tech - Andorfer Dining Commons | 9325 | 1600 E. Washington Blvd., Washington Blvd., E., 1600, Fort Wayne 46803
[7 empty] | EX100 | OUTDOOR | North of Andorfer Commons Building. Located Left of the main doors in the grassy area. Manholes on concrete slab. |  | 2004-01-01 |  | 1000 | gal |  | in | Quarterly | No |  | 4 | Yes | 5 | Yes | 0.25 | No | ([DepOfGrease] + [DepOfSolids]) / ([DepOfGrease] + [DepOfSolids] + [DepOfWater]) | 0.25 | Yes | (([DepOfGrease] + [DepOfSolids]) / ([DepOfGrease] + [DepOfSolids] + [DepOfWater])) * 1.05
|  |  |  | Indiana Tech - Kachmann's Café | 18057 | 1600 E. Washington Blvd., Fort Wayne 46803
[7 empty] | EX200 | ABOVE-FLOOR | Located under the 2-basin sink in the back dish area | Zurn | 2022-10-03 |  | 15 | gpm |  | in |  | No |  | 4 | Yes | 5 | Yes | 0.25 | No | ([DepOfGrease] + [DepOfSolids]) / ([DepOfGrease] + [DepOfSolids] + [DepOfWater]) | 0.25 | Yes | (([DepOfGrease] + [DepOfSolids]) / ([DepOfGrease] + [DepOfSolids] + [DepOfWater])) * 1.05
|  |  |  | Indiana Tech Central Grounds | 17799 | 1401 E. Washington Blvd. Ste. 101, Washington Blvd., E., 1401., Ste. 101, Fort Wayne 46803
[7 empty] | EX100 | OUTDOOR | Located northeast of the building in the handicap parking spot. | Unknown | 2019-08-02 |  | 1000 | gal |  | in |  | No |  | 4 | Yes | 5 | Yes | 0.25 | No | ([DepOfGrease] + [DepOfSolids]) / ([DepOfGrease] + [DepOfSolids] + [DepOfWater]) | 0.25 | Yes | (([DepOfGrease] + [DepOfSolids]) / ([DepOfGrease] + [DepOfSolids] + [DepOfWater])) * 1.05
|  |  |  | Indiana Tech C-Market | 17901 | 1401 E. Washington Blvd. Ste. 102, Fort Wayne 46803
|  |  |  | Indiana Tech Max's Bistro | 17782 | 1417 E. Washington Blvd. Ste. 103, Washington Blvd., E., 1401., Ste. 103, Fort Wayne 46803
[7 empty] | EX100 | OUTDOOR | N of building in driveway, 2 access manholes |  | 2019-09-01 |  | 1000 | gal |  | in | Quarterly | No |  | 4 | Yes | 5 | Yes | 0.25 | No | ([DepOfGrease] + [DepOfSolids]) / ([DepOfGrease] + [DepOfSolids] + [DepOfWater]) | 0.25 | Yes | (([DepOfGrease] + [DepOfSolids]) / ([DepOfGrease] + [DepOfSolids] + [DepOfWater])) * 1.05
[7 empty] | EX150 | ABOVE-FLOOR | the solids separator was removed from the rewash sink and confirmed 7.26.22-Solids separator located left of the garbage disposal for the prewash sink. | Unknown | 2020-01-13 | 2021-01-01 |  | gal |  | in | Quarterly | Yes |  | 4 | Yes | 5 | Yes | 0.25 | No | ([DepOfGrease] + [DepOfSolids]) / ([DepOfGrease] + [DepOfSolids] + [DepOfWater]) | 0.25 | Yes | (([DepOfGrease] + [DepOfSolids]) / ([DepOfGrease] + [DepOfSolids] + [DepOfWater])) * 1.05
|  |  |  | Indiana Tech Warrior Park | 17696 | 377 E Tillman Rd., Tillman Rd., E., 377, Fort Wayne 46807
[7 empty] | EX200 | IN-FLOOR | Located in-floor in SW corner of storage area in concession booth | Schier Products |  |  | 20 | gpm |  | in |  | No |  | 4 | Yes | 5 | Yes | 0.25 | No | ([DepOfGrease] + [DepOfSolids]) / ([DepOfGrease] + [DepOfSolids] + [DepOfWater]) | 0.25 | Yes | (([DepOfGrease] + [DepOfSolids]) / ([DepOfGrease] + [DepOfSolids] + [DepOfWater])) * 1.05
|  |  |  | Indiana Wesleyan University Leap Programs | 10214 | 8211 W. Jefferson Blvd., Jefferson Blvd., W., 8211, Fort Wayne 46804
|  |  |  | Inside Scoop | 9779 | 4201 Coldwater Rd., Ste. G-14B, Coldwater Rd., 4201, Ste. G-14B, Fort Wayne 46805
|  |  |  | Insomnia Cookies | 17913 | 840 S. Calhoun St., Fort Wayne 46802
[7 empty] | EX200 | ABOVE-FLOOR | Above floor, indoor trap located to the right of 3 compartment sink. | BK Resources | 2021-07-09 |  | 25 | gpm |  | in | Every 2 Weeks | Yes | New facility | 4 | Yes | 5 | Yes | 0.25 | No | ([DepOfGrease] + [DepOfSolids]) / ([DepOfGrease] + [DepOfSolids] + [DepOfWater]) | 0.25 | Yes | (([DepOfGrease] + [DepOfSolids]) / ([DepOfGrease] + [DepOfSolids] + [DepOfWater])) * 1.05
|  |  |  | International House of Pancakes | 10143 | 6839 W. Jefferson Blvd., Jefferson Blvd., W., 6839, Fort Wayne 46804
|  |  |  | International Leadership School | 10079 | 6413 N. Clinton St., Clinton St., N., 6413, Fort Wayne 46825
[7 empty] | EX600 | [8 empty] | in |  | No |  | 4 | Yes | 5 | Yes | 0.25 | No | ([DepOfGrease] + [DepOfSolids]) / ([DepOfGrease] + [DepOfSolids] + [DepOfWater]) | 0.25 | Yes | (([DepOfGrease] + [DepOfSolids]) / ([DepOfGrease] + [DepOfSolids] + [DepOfWater])) * 1.05
|  |  |  | Ironworkers Local 147 | 17690 | 6345 Innovation Blvd., Innovation Blvd., 6345, Fort Wayne 46818
[7 empty] | EX100 | OUTDOOR | Located at SW corner of building, |  |  |  | 1000 | gal |  | in |  | No |  | 4 | Yes | 5 | Yes | 0.25 | No | ([DepOfGrease] + [DepOfSolids]) / ([DepOfGrease] + [DepOfSolids] + [DepOfWater]) | 0.25 | Yes | (([DepOfGrease] + [DepOfSolids]) / ([DepOfGrease] + [DepOfSolids] + [DepOfWater])) * 1.05
|  |  |  | Irwin Elementary School | 9656 | 3501 S. Anthony Blvd., Anthony Blvd., S., 3501, Fort Wayne 46806
[7 empty] | EX600 |  | no grease trap |  |  |  |  | gal |  | in |  | No |  | 4 | Yes | 5 | Yes | 0.25 | No | ([DepOfGrease] + [DepOfSolids]) / ([DepOfGrease] + [DepOfSolids] + [DepOfWater]) | 0.25 | Yes | (([DepOfGrease] + [DepOfSolids]) / ([DepOfGrease] + [DepOfSolids] + [DepOfWater])) * 1.05
|  |  |  | Itoro & Don's Kwik Wash Laundromat & Dry Cleaners | 10134 | 6750 E. State Blvd., State Blvd., E., 6750, Fort Wayne 46815
|  |  |  | Ivy Tech Community College - Coliseum Campus | 9699 | 3800 N. Anthony Blvd., Anthony Blvd., N., 3800, Fort Wayne 46805
[7 empty] | EX100 | OUTDOOR | 2 manholes located in grass outside receiving area on the North side of the building |  |  |  | 1000 | gal |  | in | Quarterly | No |  | 4 | Yes | 5 | Yes | 0.25 | No | ([DepOfGrease] + [DepOfSolids]) / ([DepOfGrease] + [DepOfSolids] + [DepOfWater]) | 0.25 | Yes | (([DepOfGrease] + [DepOfSolids]) / ([DepOfGrease] + [DepOfSolids] + [DepOfWater])) * 1.05
[7 empty] | EX101 | OUTDOOR | Located North side of building in the parking lot, West of EX001 |  |  |  | 1000 | gal |  | in | Quarterly | No | 1 Manhole | 4 | Yes | 5 | Yes | 0.25 | No | ([DepOfGrease] + [DepOfSolids]) / ([DepOfGrease] + [DepOfSolids] + [DepOfWater]) | 0.25 | Yes | (([DepOfGrease] + [DepOfSolids]) / ([DepOfGrease] + [DepOfSolids] + [DepOfWater])) * 1.05
[7 empty] | EX200 | ABOVE-FLOOR | under pre-wash sink in middle kitchen | Schier Products | 2022-01-14 |  | 25 | gpm |  | in | Monthly | Yes |  | 4 | Yes | 5 | Yes | 0.25 | No | ([DepOfGrease] + [DepOfSolids]) / ([DepOfGrease] + [DepOfSolids] + [DepOfWater]) | 0.25 | Yes | (([DepOfGrease] + [DepOfSolids]) / ([DepOfGrease] + [DepOfSolids] + [DepOfWater])) * 1.05
[7 empty] | EX201 | ABOVE-FLOOR | Deli/ temp, kitchen | Schier Products | 2022-01-14 |  | 25 | gpm |  | in | Monthly | Yes |  | 4 | Yes | 5 | Yes | 0.25 | No | ([DepOfGrease] + [DepOfSolids]) / ([DepOfGrease] + [DepOfSolids] + [DepOfWater]) | 0.25 | Yes | (([DepOfGrease] + [DepOfSolids]) / ([DepOfGrease] + [DepOfSolids] + [DepOfWater])) * 1.05
|  |  |  | Ivy Tech North Campus | 17924 | 4740 St. Joe Rd, Fort Wayne 46835
[7 empty] | EX100 | OUTDOOR | Located outside door 9, East side of the building | Unknown | 2011-07-01 |  | 1000 | gal |  | in | Quarterly | No | Cleaned by J&S | 4 | Yes | 5 | Yes | 0.25 | No | ([DepOfGrease] + [DepOfSolids]) / ([DepOfGrease] + [DepOfSolids] + [DepOfWater]) | 0.25 | Yes | (([DepOfGrease] + [DepOfSolids]) / ([DepOfGrease] + [DepOfSolids] + [DepOfWater])) * 1.05
|  |  |  | J K O'Donnell's | 9018 | 121 W. Wayne St., Wayne St., W., 121, Fort Wayne 46802
[7 empty] | EX200 | ABOVE-FLOOR | Left of the 3-basin sink |  | 2023-09-06 |  | 20 | gpm |  | in |  | No |  | 4 | Yes | 5 | Yes | 0.25 | No | ([DepOfGrease] + [DepOfSolids]) / ([DepOfGrease] + [DepOfSolids] + [DepOfWater]) | 0.25 | Yes | (([DepOfGrease] + [DepOfSolids]) / ([DepOfGrease] + [DepOfSolids] + [DepOfWater])) * 1.05
[7 empty] | EX201 | IN-FLOOR | in the walkway by the entry door of the patio kitchen | Schier Products | 2023-09-06 |  | 25 | gpm |  | in |  | Yes |  | 4 | Yes | 5 | Yes | 0.25 | No | ([DepOfGrease] + [DepOfSolids]) / ([DepOfGrease] + [DepOfSolids] + [DepOfWater]) | 0.25 | Yes | (([DepOfGrease] + [DepOfSolids]) / ([DepOfGrease] + [DepOfSolids] + [DepOfWater])) * 1.05
|  |  |  | Jacks Donuts | 1669 | 3526 N. Anthony Blvd., Fort Wayne 46805
[7 empty] | EX200 | IN-FLOOR | Under 3-basin Sink in back kitchen by backdoor |  |  |  | 20 | gpm |  | in |  | No |  | 4 | Yes | 5 | Yes | 0.25 | No | ([DepOfGrease] + [DepOfSolids]) / ([DepOfGrease] + [DepOfSolids] + [DepOfWater]) | 0.25 | Yes | (([DepOfGrease] + [DepOfSolids]) / ([DepOfGrease] + [DepOfSolids] + [DepOfWater])) * 1.05
|  |  |  | Jacks Donuts | 18221 | 6731 W. Jefferson Blvd., Fort Wayne 46803
|  |  |  | Jalapenos Mexican Grill III | 17390 | 6121 N Clinton St, Fort Wayne 46825
[7 empty] | EX200 | ABOVE-FLOOR | Locate to left of the prewash sink |  |  |  | 25 | gpm |  | in | Monthly | No |  | 4 | Yes | 5 | Yes | 0.25 | No | ([DepOfGrease] + [DepOfSolids]) / ([DepOfGrease] + [DepOfSolids] + [DepOfWater]) | 0.25 | Yes | (([DepOfGrease] + [DepOfSolids]) / ([DepOfGrease] + [DepOfSolids] + [DepOfWater])) * 1.05
[7 empty] | EX201 | IN-FLOOR | To the left of the three basin sink |  |  |  | 20 | gpm |  | in | Monthly | No |  | 4 | Yes | 5 | Yes | 0.25 | No | ([DepOfGrease] + [DepOfSolids]) / ([DepOfGrease] + [DepOfSolids] + [DepOfWater]) | 0.25 | Yes | (([DepOfGrease] + [DepOfSolids]) / ([DepOfGrease] + [DepOfSolids] + [DepOfWater])) * 1.05
[7 empty] | EX500 | IN-FLOOR | By the fryers, not used |  |  |  | 20 | gpm |  | in |  | No | Not used | 4 | Yes | 5 | Yes | 0.25 | No | ([DepOfGrease] + [DepOfSolids]) / ([DepOfGrease] + [DepOfSolids] + [DepOfWater]) | 0.25 | Yes | (([DepOfGrease] + [DepOfSolids]) / ([DepOfGrease] + [DepOfSolids] + [DepOfWater])) * 1.05
|  |  |  | Jamestown Cooperative Apartment | 9342 | 1700 Hobson Rd., Hobson Rd., 1700, Fort Wayne 46805
|  |  |  | Jamison Meats | 9101 | 503 E. Dupont Rd., Dupont Rd., E., 503, Fort Wayne 46825
|  |  |  | Jamison Meats | 9649 | 3423 N. Anthony Blvd., Anthony Blvd., N., 3423, Fort Wayne 46805
|  |  |  | Jasper Truck Sales | 18184 | 4335 E. Washington Blvd., Washington Blvd., E., 4335, Fort Wayne 46803
[7 empty] | EX311 | OUTDOOR | Oil/Sand Separator - Concrete - 2 lids |  |  |  | 1000 | gal |  | in |  | Yes |  | 4 | Yes | 5 | Yes | 0.25 | No | ([DepOfGrease] + [DepOfSolids]) / ([DepOfGrease] + [DepOfSolids] + [DepOfWater]) | 0.25 | Yes | (([DepOfGrease] + [DepOfSolids]) / ([DepOfGrease] + [DepOfSolids] + [DepOfWater])) * 1.05
|  |  |  | Jasper Trucking | 17484 | 4355 S State Rd 9-57, Albion 46701
|  |  |  | Jay's Mini Mart | 9311 | 1512 N. Wells St., Wells St., N., 1512, Fort Wayne 46808
|  |  |  | JD Byrider | 17321 | 310 E. Washinton Ctr. Rd., Washinton Ctr., Rd., E., Fort Wayne 46825
[7 empty] | EX311 | OUTDOOR | Locate on the west side of the building in front of a large over head door |  | 2017-09-17 |  | 1000 | gal |  | in |  | Yes |  | 4 | Yes | 5 | Yes | 0.25 | No | ([DepOfGrease] + [DepOfSolids]) / ([DepOfGrease] + [DepOfSolids] + [DepOfWater]) | 0.25 | Yes | (([DepOfGrease] + [DepOfSolids]) / ([DepOfGrease] + [DepOfSolids] + [DepOfWater])) * 1.05
|  |  |  | JD Lounge | 17502 | 10336 N. Clinton St., 10336 Leo Rd., Fort Wayne 46825
[7 empty] | EX600 |  | No Extractor - Food comes from and dishes are returned to neighboring facility. |  |  |  |  | gal |  | in |  | No |  | 4 | Yes | 5 | Yes | 0.25 | No | ([DepOfGrease] + [DepOfSolids]) / ([DepOfGrease] + [DepOfSolids] + [DepOfWater]) | 0.25 | Yes | (([DepOfGrease] + [DepOfSolids]) / ([DepOfGrease] + [DepOfSolids] + [DepOfWater])) * 1.05
|  |  |  | Jefferson Center | 10166 | 7230 Engle Rd., Engle Rd., 7230, Fort Wayne 46804
|  |  |  | Jefferson Express | 9107 | 509 E. Jefferson Blvd., Jefferson Blvd., E., 509, Fort Wayne 46802
[7 empty] | EX160 | OUTDOOR | Plastic, outdoor 1000 gallon. |  | 2010-05-20 |  | 1000 | gal |  | in | Quarterly | No | Grease interceptor for the entire strip mall. Confirmed 3-compartment and mop sink from Brooks BBQ and Chicken flow to grease interceptor. | 4 | Yes | 5 | Yes | 0.25 | No | ([DepOfGrease] + [DepOfSolids]) / ([DepOfGrease] + [DepOfSolids] + [DepOfWater]) | 0.25 | Yes | (([DepOfGrease] + [DepOfSolids]) / ([DepOfGrease] + [DepOfSolids] + [DepOfWater])) * 1.05
|  |  |  | Jefferson GoGo Store | 9468 | 2420 W. Jefferson Blvd., Jefferson Blvd., W., 2420, Fort Wayne 46802
[7 empty] | EX200 | ABOVE-FLOOR | Located to the right of the three compartment sink in the NE corner |  |  |  | 15 | gpm |  | in |  | No |  | 4 | Yes | 5 | Yes | 0.25 | No | ([DepOfGrease] + [DepOfSolids]) / ([DepOfGrease] + [DepOfSolids] + [DepOfWater]) | 0.25 | Yes | (([DepOfGrease] + [DepOfSolids]) / ([DepOfGrease] + [DepOfSolids] + [DepOfWater])) * 1.05
|  |  |  | Jefferson Middle School | 9879 | 5303 Wheelock Rd., Wheelock Rd., 5303, Fort Wayne 46835
[7 empty] | EX100 | OUTDOOR | N of building in grass between doors 6A and 6B |  |  |  | 1000 | gal |  | in | SemiAnnual | No |  | 4 | Yes | 5 | Yes | 0.25 | No | ([DepOfGrease] + [DepOfSolids]) / ([DepOfGrease] + [DepOfSolids] + [DepOfWater]) | 0.25 | Yes | (([DepOfGrease] + [DepOfSolids]) / ([DepOfGrease] + [DepOfSolids] + [DepOfWater])) * 1.05
|  |  |  | Jeff's Coney | 6770 | 6330 E. State Blvd., State Blvd., E., 6330, Fort Wayne 46815
[7 empty] | EX200 | ABOVE-FLOOR | Above floor beneath the 3 basin sink, low profile, plastic grease interceptor | Canplas | 2013-09-01 |  | 25 | gpm |  | in | Every 2 Weeks | Yes |  | 4 | Yes | 5 | Yes | 0.25 | No | ([DepOfGrease] + [DepOfSolids]) / ([DepOfGrease] + [DepOfSolids] + [DepOfWater]) | 0.25 | Yes | (([DepOfGrease] + [DepOfSolids]) / ([DepOfGrease] + [DepOfSolids] + [DepOfWater])) * 1.05
|  |  |  | Jersey Mike's Subs | 17448 | 6408 W. Jefferson Blvd., Fort Wayne 46804
|  |  |  | Jersey Mike's Subs #11015 | 17305 | 10020-A Lima Rd., Lima Rd., 10020-A, Fort Wayne 46818
[7 empty] | EX200 | IN-FLOOR | In-floor under the 3 basin sink, grey plastic, inlet & outlet baffles. | Canplas |  |  | 25 | gpm |  | in | Every 2 Weeks | Yes |  | 4 | Yes | 5 | Yes | 0.25 | No | ([DepOfGrease] + [DepOfSolids]) / ([DepOfGrease] + [DepOfSolids] + [DepOfWater]) | 0.25 | Yes | (([DepOfGrease] + [DepOfSolids]) / ([DepOfGrease] + [DepOfSolids] + [DepOfWater])) * 1.05
|  |  |  | Jiffy Wash | 18243 | 7000 W. SR 930, SR 930, W, 7000, Fort Wayne 46803
[7 empty] | EX311 |  | 8 - Oil/Sand Separator in each bay | [6 empty] | in |  | No | in each bays(8) - Unknown size Approx. 3'Wide x 5' Long x 3' deep | 4 | Yes | 5 | Yes | 0.25 | No | ([DepOfGrease] + [DepOfSolids]) / ([DepOfGrease] + [DepOfSolids] + [DepOfWater]) | 0.25 | Yes | (([DepOfGrease] + [DepOfSolids]) / ([DepOfGrease] + [DepOfSolids] + [DepOfWater])) * 1.05
|  |  |  | Jimmy John's | 10316 | 2894 E. Dupont Rd., Dupont Rd., E., 2894, Fort Wayne 46825
[7 empty] | EX200 | IN-FLOOR | Located between kitchen and back room in floor | Unknown |  |  | 20 | gpm |  | in | Weekly | No |  | 4 | Yes | 5 | Yes | 0.25 | No | ([DepOfGrease] + [DepOfSolids]) / ([DepOfGrease] + [DepOfSolids] + [DepOfWater]) | 0.25 | Yes | (([DepOfGrease] + [DepOfSolids]) / ([DepOfGrease] + [DepOfSolids] + [DepOfWater])) * 1.05
[7 empty] | EX201 | ABOVE-FLOOR |  |  |  |  | 50 | gpm |  | in | Weekly | No |  | 4 | Yes | 5 | Yes | 0.25 | No | ([DepOfGrease] + [DepOfSolids]) / ([DepOfGrease] + [DepOfSolids] + [DepOfWater]) | 0.25 | Yes | 00222
|  |  |  | Jimmy John's | 17357 | 4226 Crescent Ave, Fort Wayne 46815
[7 empty] | EX160 | OUTDOOR | to the north of the building |  |  |  | 1000 | gal |  | in |  | No | shared with Tim Horton's | 4 | Yes | 5 | Yes | 0.25 | No | ([DepOfGrease] + [DepOfSolids]) / ([DepOfGrease] + [DepOfSolids] + [DepOfWater]) | 0.25 | Yes | (([DepOfGrease] + [DepOfSolids]) / ([DepOfGrease] + [DepOfSolids] + [DepOfWater])) * 1.05
|  |  |  | Jimmy Johns Gourmet Sandwiches | 9002 | 101 W. Wayne St., Wayne St., W., 101, Fort Wayne 46802
|  |  |  | Jimmy John's Gourmet Sandwiches | 10128 | 6727 W. Jefferson Blvd., Jefferson Blvd., W., 6727, Fort Wayne 46804
|  |  |  | Jimmy John's No. 982 | 9892 | 5412 Coldwater Rd., Coldwater Rd., 5412, Fort Wayne 46825
[7 empty] | EX100 | OUTDOOR | In landscape on east side of building near back door, one access manhole | Unknown |  |  | 1000 | gal |  | in |  | No |  | 4 | Yes | 5 | Yes | 0.25 | No | ([DepOfGrease] + [DepOfSolids]) / ([DepOfGrease] + [DepOfSolids] + [DepOfWater]) | 0.25 | Yes | (([DepOfGrease] + [DepOfSolids]) / ([DepOfGrease] + [DepOfSolids] + [DepOfWater])) * 1.05
|  |  |  | JK Mac's | 5027 | 4636 S.R. 930 E., S.R. 930 E., 4636, Fort Wayne 46803
|  |  |  | JM Smucker Co | 18329 | 1 Strawberry Ln., Orrville 44667
|  |  |  | Joanna's Family Restaurant | 6050 | 3720 W. Jefferson Blvd., Jefferson Blvd., W., 3720, Fort Wayne 46804
[7 empty] | EX100 | OUTDOOR | Northwest corner of building in grass | Unknown |  |  | 1000 | gal |  | in | Quarterly | No |  | 4 | Yes | 5 | Yes | 0.25 | No | ([DepOfGrease] + [DepOfSolids]) / ([DepOfGrease] + [DepOfSolids] + [DepOfWater]) | 0.25 | Yes | (([DepOfGrease] + [DepOfSolids]) / ([DepOfGrease] + [DepOfSolids] + [DepOfWater])) * 1.05
|  |  |  | Joanna's Family Restaurant Inc. | 10299 | 10368 Leo Rd., Leo Rd., 10368, Fort Wayne 46845
[7 empty] | EX200 | IN-FLOOR | Located in the floor in front of the 3 basin sink |  |  |  |  | gal |  | in |  | Yes |  | 4 | Yes | 5 | Yes | 0.25 | No | ([DepOfGrease] + [DepOfSolids]) / ([DepOfGrease] + [DepOfSolids] + [DepOfWater]) | 0.25 | Yes | (([DepOfGrease] + [DepOfSolids]) / ([DepOfGrease] + [DepOfSolids] + [DepOfWater])) * 1.05
|  |  |  | Johnnie Mae Farm | 17399 | 2518 Winter St., Fort Wayne 46803
[7 empty] | EX100 | OUTDOOR | on the north side of the building |  |  |  | 1000 | gal |  | in |  | No |  | 4 | Yes | 5 | Yes | 0.25 | No | ([DepOfGrease] + [DepOfSolids]) / ([DepOfGrease] + [DepOfSolids] + [DepOfWater]) | 0.25 | Yes | (([DepOfGrease] + [DepOfSolids]) / ([DepOfGrease] + [DepOfSolids] + [DepOfWater])) * 1.05
|  |  |  | Johnny Ox Pizzeria | 18425 | 1622 Broadway - W2, Fort Wayne 46803
|  |  |  | Journey Trucking & Repair | 17785 | 4077 Kraft Parkway, Kraft Parkway, 4077, Fort Wayne 46808
[7 empty] | EX311 | OUTDOOR | NW of building in gravel |  | 2020-01-01 |  | 1000 | gal |  | in |  | No |  | 4 | Yes | 5 | Yes | 0.25 | No | ([DepOfGrease] + [DepOfSolids]) / ([DepOfGrease] + [DepOfSolids] + [DepOfWater]) | 0.25 | Yes | (([DepOfGrease] + [DepOfSolids]) / ([DepOfGrease] + [DepOfSolids] + [DepOfWater])) * 1.05
|  |  |  | Jungle George's | 18325 | 4780 N. Clinton St., Fort Wayne 46825
[7 empty] | EX100 | OUTDOOR | back of the building by back door |  |  |  | 1000 | gal |  | in |  | Yes |  | 4 | Yes | 5 | Yes | 0.25 | No | ([DepOfGrease] + [DepOfSolids]) / ([DepOfGrease] + [DepOfSolids] + [DepOfWater]) | 0.25 | Yes | (([DepOfGrease] + [DepOfSolids]) / ([DepOfGrease] + [DepOfSolids] + [DepOfWater])) * 1.05
|  |  |  | Just Cream Ice Cream Boutique | 17497 | 338 E. Dupont Rd., Dupont Rd., E., 338, Fort Wayne 46825
[7 empty] | EX200 | ABOVE-FLOOR | Left of 3 basin sink on floor. |  | 2017-02-28 |  | 20 | gpm |  | in | Every 2 Weeks | Yes |  | 4 | Yes | 5 | Yes | 0.25 | No | ([DepOfGrease] + [DepOfSolids]) / ([DepOfGrease] + [DepOfSolids] + [DepOfWater]) | 0.25 | Yes | (([DepOfGrease] + [DepOfSolids]) / ([DepOfGrease] + [DepOfSolids] + [DepOfWater])) * 1.05
|  |  |  | Just Neighbors Family Center | 9458 | 2325 Santa Rosa Dr., Santa Rosa Dr., 2325, Fort Wayne 46805
|  |  |  | Kanela Blended Drinks | 17808 | 618 S. Harrison St., Harrison St., S., 618, Fort Wayne 46802
[7 empty] | EX200 | IN-FLOOR | In-Floor in the utility closet. | Schier Products | 2020-10-12 |  | 20 | gpm |  | in | Every 2 Weeks | No | There is a cap on the inlet diffuser. The Grease interceptor is deep. | 4 | Yes | 5 | Yes | 0.25 | No | ([DepOfGrease] + [DepOfSolids]) / ([DepOfGrease] + [DepOfSolids] + [DepOfWater]) | 0.25 | Yes | (([DepOfGrease] + [DepOfSolids]) / ([DepOfGrease] + [DepOfSolids] + [DepOfWater])) * 1.05
|  |  |  | Kanpai Sushi (CUGC) | 18330 | 4710 Coldwater Rd., Fort Wayne 46825
[7 empty] | EX100 | OUTDOOR | Behind Back door |  | 2024-11-18 |  | 1000 | gal |  | in |  | Yes |  | 4 | Yes | 5 | Yes | 0.25 | No | ([DepOfGrease] + [DepOfSolids]) / ([DepOfGrease] + [DepOfSolids] + [DepOfWater]) | 0.25 | Yes | (([DepOfGrease] + [DepOfSolids]) / ([DepOfGrease] + [DepOfSolids] + [DepOfWater])) * 1.05
|  |  |  | Karaoke Bar | 9944 | 5745 St. Joe Rd., St. Joe Rd., 5745, Fort Wayne 46835
[7 empty] | EX200 | ABOVE-FLOOR | Left of the 3-basin sink | Schier Products | 2025-03-04 |  | 25 | gpm |  | in |  | Yes |  | 4 | Yes | 5 | Yes | 0.25 | No | ([DepOfGrease] + [DepOfSolids]) / ([DepOfGrease] + [DepOfSolids] + [DepOfWater]) | 0.25 | Yes | (([DepOfGrease] + [DepOfSolids]) / ([DepOfGrease] + [DepOfSolids] + [DepOfWater])) * 1.05
|  |  |  | Katey's Café | 18410 | 127 W. Berry St., Fort Wayne 46802
[7 empty] | EX200 | ABOVE-FLOOR | Kitchen under pre-wash | Zurn | 2024-10-10 |  | 20 | gpm |  | in |  | Yes |  | 4 | Yes | 5 | Yes | 0.25 | No | ([DepOfGrease] + [DepOfSolids]) / ([DepOfGrease] + [DepOfSolids] + [DepOfWater]) | 0.25 | Yes | (([DepOfGrease] + [DepOfSolids]) / ([DepOfGrease] + [DepOfSolids] + [DepOfWater])) * 1.05
|  |  |  | Kebab Boys Inc. | 18126 | 4233 N. Clinton St., Fort Wayne 46825
[7 empty] | EX260 | ABOVE-FLOOR | Left of 3-basin sink |  |  |  | 20 | gpm |  | in |  | No |  | 4 | Yes | 5 | Yes | 0.25 | No | ([DepOfGrease] + [DepOfSolids]) / ([DepOfGrease] + [DepOfSolids] + [DepOfWater]) | 0.25 | Yes | (([DepOfGrease] + [DepOfSolids]) / ([DepOfGrease] + [DepOfSolids] + [DepOfWater])) * 1.05
|  |  |  | Kekionga Craft Company | 17694 | 7328 Maysville Rd., Maysville Rd,. 7328, Fort Wayne 46815
[7 empty] | EX200 | ABOVE-FLOOR | Located to the right of the 3-compartment sink, NW corner | Schier Products |  |  | 20 | gpm |  | in | Every 2 Weeks | No |  | 4 | Yes | 5 | Yes | 0.25 | No | ([DepOfGrease] + [DepOfSolids]) / ([DepOfGrease] + [DepOfSolids] + [DepOfWater]) | 0.25 | Yes | (([DepOfGrease] + [DepOfSolids]) / ([DepOfGrease] + [DepOfSolids] + [DepOfWater])) * 1.05
|  |  |  | Kekionga Middle School | 9552 | 2929 Engle Rd., Engle Rd., 2929, Fort Wayne 46809
[7 empty] | EX100 | OUTDOOR | Located north of the building in the grass between NE corner and Door 3. |  | 2023-07-25 |  | 1000 | gal |  | in |  | No | replaced 7.25.23 | 4 | Yes | 5 | Yes | 0.25 | No | ([DepOfGrease] + [DepOfSolids]) / ([DepOfGrease] + [DepOfSolids] + [DepOfWater]) | 0.25 | Yes | (([DepOfGrease] + [DepOfSolids]) / ([DepOfGrease] + [DepOfSolids] + [DepOfWater])) * 1.05
[7 empty] | EX150 |  | outside right before interceptor. Receives flow from all of grease line |  | 2023-07-25 |  |  |  |  | in |  | No |  | 4 | Yes | 5 | Yes | 0.25 | No | ([DepOfGrease] + [DepOfSolids]) / ([DepOfGrease] + [DepOfSolids] + [DepOfWater]) | 0.25 | Yes | (([DepOfGrease] + [DepOfSolids]) / ([DepOfGrease] + [DepOfSolids] + [DepOfWater])) * 1.05
|  |  |  | Kelley Automotive Body Shop | 17980 | 175 Grand National Dr., GrandNational Dr., 175, Fort Wayne 46804
[7 empty] | EX311 | OUTDOOR | 10-ft West of the building, north of the fence |  | 2022-03-14 |  | 1000 | gal |  | in |  | Yes |  | 4 | Yes | 5 | Yes | 0.25 | No | ([DepOfGrease] + [DepOfSolids]) / ([DepOfGrease] + [DepOfSolids] + [DepOfWater]) | 0.25 | Yes | (([DepOfGrease] + [DepOfSolids]) / ([DepOfGrease] + [DepOfSolids] + [DepOfWater])) * 1.05
|  |  |  | Kelley Automotive Carwash | 18017 | 350 Grand National Dr., Grand National Dr., 350, Fort Wayne 46804
[7 empty] | EX311 | OUTDOOR | Oil/Sand Separator Cement - Located south of the building in the cemented vacuum parking stalls |  | 2022-04-01 |  | 1000 | gal |  | in |  | Yes |  | 4 | Yes | 5 | Yes | 0.25 | No | ([DepOfGrease] + [DepOfSolids]) / ([DepOfGrease] + [DepOfSolids] + [DepOfWater]) | 0.25 | Yes | (([DepOfGrease] + [DepOfSolids]) / ([DepOfGrease] + [DepOfSolids] + [DepOfWater])) * 1.05
|  |  |  | Kelley Automotive Cental | 18185 | 929 Avenue of Autos, Avenue of Autos, 929, Fort Wayne 46804
[7 empty] | EX311 | OUTDOOR | Oil/Sand Separator |  |  |  | 750 | gal |  | in |  | No | Installed down leg 7/19/23 1-lid | 4 | Yes | 5 | Yes | 0.25 | No | ([DepOfGrease] + [DepOfSolids]) / ([DepOfGrease] + [DepOfSolids] + [DepOfWater]) | 0.25 | Yes | (([DepOfGrease] + [DepOfSolids]) / ([DepOfGrease] + [DepOfSolids] + [DepOfWater])) * 1.05
|  |  |  | Kelley Body Shop | 18200 | 544 E. State Blvd., State Blvd., E., 544, Fort Wayne 46805
|  |  |  | Kelley Chevrolet | 18158 | 5220 Value Dr., Value Dr., 5220, Fort Wayne 46808
[7 empty] | EX311 | OUTDOOR | Located south of the building in parking stall #17 |  |  |  | 1000 | gal |  | in |  | Yes |  | 4 | Yes | 5 | Yes | 0.25 | No | ([DepOfGrease] + [DepOfSolids]) / ([DepOfGrease] + [DepOfSolids] + [DepOfWater]) | 0.25 | Yes | (([DepOfGrease] + [DepOfSolids]) / ([DepOfGrease] + [DepOfSolids] + [DepOfWater])) * 1.05
|  |  |  | Kelley Truck Repair | 18182 | 1425 Progress Rd., Progress Rd., 1425, Fort Wayne 46803
[7 empty] | EX311 | OUTDOOR | Oil/Sand separator - Located east side of the building, inside the fenced in area, & in the grass |  | 2023-07-17 |  | 1000 | gal |  | in |  | Yes |  | 4 | Yes | 5 | Yes | 0.25 | No | ([DepOfGrease] + [DepOfSolids]) / ([DepOfGrease] + [DepOfSolids] + [DepOfWater]) | 0.25 | Yes | (([DepOfGrease] + [DepOfSolids]) / ([DepOfGrease] + [DepOfSolids] + [DepOfWater])) * 1.05
|  |  |  | Key Millwork | 17727 | 713 Incentive Dr., Incentive Dr., 713, Fort Wayne 46825
[7 empty] | EX311 | OUTDOOR | located W of building between building and sidewalk |  |  |  | 1000 | gal |  | in |  | No |  | 4 | Yes | 5 | Yes | 0.25 | No | ([DepOfGrease] + [DepOfSolids]) / ([DepOfGrease] + [DepOfSolids] + [DepOfWater]) | 0.25 | Yes | (([DepOfGrease] + [DepOfSolids]) / ([DepOfGrease] + [DepOfSolids] + [DepOfWater])) * 1.05
|  |  |  | Keystone School | 9894 | 5421 Homestead Rd., Homestead Rd., 5421, Fort Wayne 46814
|  |  |  | KFC | 10013 | 6046 Covington Rd., Covington Rd., 6046, Fort Wayne 46804
[7 empty] | EX100 | OUTDOOR |  |  |  |  | 1000 | gal |  | in |  | No |  | 4 | Yes | 5 | Yes | 0.25 | No | ([DepOfGrease] + [DepOfSolids]) / ([DepOfGrease] + [DepOfSolids] + [DepOfWater]) | 0.25 | Yes | (([DepOfGrease] + [DepOfSolids]) / ([DepOfGrease] + [DepOfSolids] + [DepOfWater])) * 1.05
|  |  |  | KFC | 9843 | 4901 S. Calhoun St., Calhoun St., S., 4901, Fort Wayne 46806
[7 empty] | EX100 | OUTDOOR | Located in the river rock east of the building, in line with the back door. |  |  |  | 1000 | gal |  | in |  | No |  | 4 | Yes | 5 | Yes | 0.25 | No | ([DepOfGrease] + [DepOfSolids]) / ([DepOfGrease] + [DepOfSolids] + [DepOfWater]) | 0.25 | Yes | (([DepOfGrease] + [DepOfSolids]) / ([DepOfGrease] + [DepOfSolids] + [DepOfWater])) * 1.05
|  |  |  | KFC #G135630 | 9121 | 595 E. Dupont Rd., Dupont Rd., E., 595, Fort Wayne 46845
[7 empty] | EX100 | OUTDOOR | West of bldg. in drive thru |  |  |  | 1000 | gal |  | in |  | No |  | 4 | Yes | 5 | Yes | 0.25 | No | ([DepOfGrease] + [DepOfSolids]) / ([DepOfGrease] + [DepOfSolids] + [DepOfWater]) | 0.25 | Yes | (([DepOfGrease] + [DepOfSolids]) / ([DepOfGrease] + [DepOfSolids] + [DepOfWater])) * 1.05
|  |  |  | KFC #G135631 | 3212 | 3816 E. State Blvd., State Blvd., E., 3816, Fort Wayne 46805
[7 empty] | EX100 | OUTDOOR | Located on E side of building directly under the drive thru window. |  |  |  | 1000 | gal |  | in | Quarterly | No |  | 4 | Yes | 5 | Yes | 0.25 | No | ([DepOfGrease] + [DepOfSolids]) / ([DepOfGrease] + [DepOfSolids] + [DepOfWater]) | 0.25 | Yes | (([DepOfGrease] + [DepOfSolids]) / ([DepOfGrease] + [DepOfSolids] + [DepOfWater])) * 1.05
|  |  |  | Kiddie Café (in Turner Chapel) | 18070 | 836 E. Jefferson Blvd., Fort Wayne 46803
|  |  |  | Kids Café/ Lincolnshire Church of the Brethren | 10071 | 6404 S. Calhoun St., Calhoun St., S., 6404, Fort Wayne 46807
|  |  |  | Kilwin's Chocolate Shop | 17935 | 626 S. Harrison St., Fort Wayne 46803
[7 empty] | EX100 | OUTDOOR | Located on the North side of the building by the dumpsters/trash area |  | 2021-08-31 | 2021-08-31 | 1000 | gal |  | in | Quarterly | No |  | 4 | Yes | 5 | Yes | 0.25 | No | ([DepOfGrease] + [DepOfSolids]) / ([DepOfGrease] + [DepOfSolids] + [DepOfWater]) | 0.25 | Yes | (([DepOfGrease] + [DepOfSolids]) / ([DepOfGrease] + [DepOfSolids] + [DepOfWater])) * 1.05
|  |  |  | Kim Catering Commissary | 9685 | 3701 S. Harrison St., Harrison St., S., 3701, Fort Wayne 46807
|  |  |  | Kim Thai Buffet | 2909 | 4111 Parnell Ave., Parnell Ave., 4111, Fort Wayne 46805
[7 empty] | EX100 | OUTDOOR | located north of the building in concrete next to the building. 2 access manholes. | Unknown | 2007-08-20 |  | 1000 | gal |  | in | Every 2 months | Yes |  | 4 | Yes | 5 | Yes | 0.25 | No | ([DepOfGrease] + [DepOfSolids]) / ([DepOfGrease] + [DepOfSolids] + [DepOfWater]) | 0.25 | Yes | (([DepOfGrease] + [DepOfSolids]) / ([DepOfGrease] + [DepOfSolids] + [DepOfWater])) * 1.05
|  |  |  | Kim Vu Vietnamese Cuisine | 9089 | 433 E. Dupont Rd., Dupont Rd., E., 433, Fort Wayne 46825
[7 empty] | EX200 | ABOVE-FLOOR | Located under 3 basin sink | Endura Grease Interceptor |  |  | 20 | gpm |  | in | Every 2 Weeks | No | Uses shop vac to clean grease interceptor. | 4 | Yes | 5 | Yes | 0.25 | No | ([DepOfGrease] + [DepOfSolids]) / ([DepOfGrease] + [DepOfSolids] + [DepOfWater]) | 0.25 | Yes | (([DepOfGrease] + [DepOfSolids]) / ([DepOfGrease] + [DepOfSolids] + [DepOfWater])) * 1.05
|  |  |  | Kindercare | 17856 | 7856 Carnegie Blvd, Fort Wayne
|  |  |  | Kindercare | 17857 | 2008 E. Dupont Rd., Fort Wayne 46825
|  |  |  | King Cajun | 9764 | 4201 Coldwater Rd., Ste. FC-01, Coldwater Rd., 4201, Ste. FC-01, Fort Wayne 46805
[7 empty] | EX200 | IN-FLOOR | in the floor in front of grill | Schier Products |  |  | 50 | gpm |  | in | Monthly | No | Recommend cleaning twice monthly | 4 | Yes | 5 | Yes | 0.25 | No | ([DepOfGrease] + [DepOfSolids]) / ([DepOfGrease] + [DepOfSolids] + [DepOfWater]) | 0.25 | Yes | (([DepOfGrease] + [DepOfSolids]) / ([DepOfGrease] + [DepOfSolids] + [DepOfWater])) * 1.05
|  |  |  | King Gyros | 1533 | 302 W. Jefferson Blvd., Jefferson Blvd., W., 302, Fort Wayne 46802
[7 empty] | EX200 | ABOVE-FLOOR | Located in kitchen under three basin sink | PDI |  |  | 50 | gpm |  | in | three times weekly | No |  | 4 | Yes | 5 | Yes | 0.25 | No | ([DepOfGrease] + [DepOfSolids]) / ([DepOfGrease] + [DepOfSolids] + [DepOfWater]) | 0.25 | Yes | (([DepOfGrease] + [DepOfSolids]) / ([DepOfGrease] + [DepOfSolids] + [DepOfWater])) * 1.05
|  |  |  | Kingdom Door Church | 9189 | 1004 E. Pontiac St., Pontiac St., E., 1004, Fort Wayne 46803
|  |  |  | King's Inn | 9541 | 2901 Goshen Rd., Goshen Rd., 2901, Fort Wayne 46808
|  |  |  | Kingston at Dupont | 9353 | 1716 E. Dupont Rd., Dupont Rd., E., 1716, Fort Wayne 46825
[7 empty] | EX100 | OUTDOOR |  |  |  |  | 1000 | gal |  | in |  | No |  | 4 | Yes | 5 | Yes | 0.25 | No | ([DepOfGrease] + [DepOfSolids]) / ([DepOfGrease] + [DepOfSolids] + [DepOfWater]) | 0.25 | Yes | (([DepOfGrease] + [DepOfSolids]) / ([DepOfGrease] + [DepOfSolids] + [DepOfWater])) * 1.05
|  |  |  | Kingston Care Center | 9195 | 1010 W. Washington Ctr. Rd., Washington Ctr. Rd., W., 1010, Fort Wayne 46825
[7 empty] | EX100 | OUTDOOR | north of the building in drive |  | 2012-04-18 |  | 1000 | gal |  | in |  | No |  | 4 | Yes | 5 | Yes | 0.25 | No | ([DepOfGrease] + [DepOfSolids]) / ([DepOfGrease] + [DepOfSolids] + [DepOfWater]) | 0.25 | Yes | (([DepOfGrease] + [DepOfSolids]) / ([DepOfGrease] + [DepOfSolids] + [DepOfWater])) * 1.05
|  |  |  | Kingston Residence | 10186 | 7515 Winchester Rd., Winchester Rd., 7515, Fort Wayne 46819
[7 empty] | EX100 | OUTDOOR |  |  |  |  | 1000 | gal |  | in |  | No |  | 4 | Yes | 5 | Yes | 0.25 | No | ([DepOfGrease] + [DepOfSolids]) / ([DepOfGrease] + [DepOfSolids] + [DepOfWater]) | 0.25 | Yes | (([DepOfGrease] + [DepOfSolids]) / ([DepOfGrease] + [DepOfSolids] + [DepOfWater])) * 1.05
|  |  |  | Kirana Grocery | 18340 | 4916 Illinois Rd. Ste 104, Fort Wayne 46804
|  |  |  | Klaehn Funeral Home | 17470 | 6424 Winchester Rd., Winchester Rd., 6424, Fort Wayne 46819
|  |  |  | Klemm's Candlelight Café | 4383 | 1207 E. State Blvd., State Blvd., E., 1207, Fort Wayne 46805
[7 empty] | EX200 | ABOVE-FLOOR | Located in the basement, plumbed to the pre-wash sink, 20 gpm, grey plastic, above floor | PDI |  |  | 20 | gpm |  | in | Every 2 Weeks | No | Installed before 6/23/17 ownership change | 4 | Yes | 5 | Yes | 0.25 | No | ([DepOfGrease] + [DepOfSolids]) / ([DepOfGrease] + [DepOfSolids] + [DepOfWater]) | 0.25 | Yes | (([DepOfGrease] + [DepOfSolids]) / ([DepOfGrease] + [DepOfSolids] + [DepOfWater])) * 1.05
|  |  |  | Klemm's Kafe | 3825 | 1429 N. Wells St., Wells St., N., 1429, Fort Wayne 46808
[7 empty] | EX200 | IN-FLOOR | next to the cooler |  |  |  | 25 | gpm |  | in | Weekly | No |  | 4 | Yes | 5 | Yes | 0.25 | No | ([DepOfGrease] + [DepOfSolids]) / ([DepOfGrease] + [DepOfSolids] + [DepOfWater]) | 0.25 | Yes | (([DepOfGrease] + [DepOfSolids]) / ([DepOfGrease] + [DepOfSolids] + [DepOfWater])) * 1.05
|  |  |  | Klopfenstein Inn and Suites | 9247 | 1212 Magnavox Way, Magnavox Way, 1212, Fort Wayne 46804
[7 empty] | EX200 | ABOVE-FLOOR | Located under the right side of the 3 compartment sink. In the small kitchen area in the lounge space. | Unknown |  |  | 20 | gpm |  | in | Every 2 Weeks | No |  | 4 | Yes | 5 | Yes | 0.25 | No | ([DepOfGrease] + [DepOfSolids]) / ([DepOfGrease] + [DepOfSolids] + [DepOfWater]) | 0.25 | Yes | (([DepOfGrease] + [DepOfSolids]) / ([DepOfGrease] + [DepOfSolids] + [DepOfWater])) * 1.05
|  |  |  | Ko Ko Family's Asian Market | 17629 | 3017 E. State Blvd., State Blvd., E., 3017, Fort Wayne 46805
[7 empty] | EX200 | ABOVE-FLOOR | Located above floor, under three compartment sink |  | 2018-11-29 |  | 4 | gpm |  | in | Every 2 Weeks | No | Inlet basket, low center baffle | 4 | Yes | 5 | Yes | 0.25 | No | ([DepOfGrease] + [DepOfSolids]) / ([DepOfGrease] + [DepOfSolids] + [DepOfWater]) | 0.25 | Yes | (([DepOfGrease] + [DepOfSolids]) / ([DepOfGrease] + [DepOfSolids] + [DepOfWater])) * 1.05
|  |  |  | Kopo Auto Performance | 4673 | 1221 N. Coliseum Blvd., Coliseum Blvd., N., 1221, Fort Wayne 46805
|  |  |  | Kore Outdoor | 17946 | 4230 Lake Ave, Lake Ave., 4230, Fort Wayne 46815
|  |  |  | Korner Cuts | 2370 | 3903 S. Anthony Blvd., Anthony Blvd., S., 3903, Fort Wayne 46806
|  |  |  | Kosciusko Community Hospital | 17827 | 2101 E. Dubois Dr, Warsaw 46580
|  |  |  | Koto Japanese Steakhouse & Sushi | 9050 | 301 E. Washington Ctr. Rd., Washington Ctr. Rd., E., 301, Fort Wayne 46825
[7 empty] | EX100 | OUTDOOR | Located in grass near back door, on north side of building | Unknown |  |  | 1000 | gal |  | in | Quarterly | No | On ERF mailed 11.4.2020, said they would switch from every 6 months cleaning to every 3 months. | 4 | Yes | 5 | Yes | 0.25 | No | ([DepOfGrease] + [DepOfSolids]) / ([DepOfGrease] + [DepOfSolids] + [DepOfWater]) | 0.25 | Yes | (([DepOfGrease] + [DepOfSolids]) / ([DepOfGrease] + [DepOfSolids] + [DepOfWater])) * 1.05
|  |  |  | Kraft Heinz | 18487 | 151 W Ohio St., Kendallville 46755
|  |  |  | Kroger | 17831 | 1005 W 7th St, Auburn 46706
|  |  |  | Kroger | 17840 | 821 Lincoln Hwy, New Haven 46774
|  |  |  | Kroger | 9038 | 218 E. Pettit Ave., Pettit Ave., E., 218, Fort Wayne 46806
[7 empty] | EX200 | IN-FLOOR | in deli floor |  |  |  | 20 | gpm |  | in | Quarterly | No |  | 4 | Yes | 5 | Yes | 0.25 | No | ([DepOfGrease] + [DepOfSolids]) / ([DepOfGrease] + [DepOfSolids] + [DepOfWater]) | 0.25 | Yes | (([DepOfGrease] + [DepOfSolids]) / ([DepOfGrease] + [DepOfSolids] + [DepOfWater])) * 1.05
[7 empty] | EX201 | IN-FLOOR | in bakery floor |  |  |  | 50 | gpm |  | in | Quarterly | No |  | 4 | Yes | 5 | Yes | 0.25 | No | ([DepOfGrease] + [DepOfSolids]) / ([DepOfGrease] + [DepOfSolids] + [DepOfWater]) | 0.25 | Yes | (([DepOfGrease] + [DepOfSolids]) / ([DepOfGrease] + [DepOfSolids] + [DepOfWater])) * 1.05
|  |  |  | Kroger | 9936 | 5725 Coventry Ln., Coventry Ln., 5725, Fort Wayne 46804
|  |  |  | Kroger | 9993 | 6002 St. Joe Ctr. Rd., St. Joe Ctr. Rd., 6002, Fort Wayne 46835
[7 empty] | EX100 | OUTDOOR | on the west side of the building |  |  |  | 1000 | gal |  | in |  | No | plans say 1500 gal w/ 3 MH - checked 7.17.23 | 4 | Yes | 5 | Yes | 0.25 | No | ([DepOfGrease] + [DepOfSolids]) / ([DepOfGrease] + [DepOfSolids] + [DepOfWater]) | 0.25 | Yes | (([DepOfGrease] + [DepOfSolids]) / ([DepOfGrease] + [DepOfSolids] + [DepOfWater])) * 1.05
|  |  |  | Kroger #405 | 9739 | 4120 N. Clinton St., Clinton St., N., 4120, Fort Wayne 46805
[7 empty] | EX100 | OUTDOOR | N of building in sidewalk next to deli door |  |  |  | 1000 | gal |  | in |  | No |  | 4 | Yes | 5 | Yes | 0.25 | No | ([DepOfGrease] + [DepOfSolids]) / ([DepOfGrease] + [DepOfSolids] + [DepOfWater]) | 0.25 | Yes | (([DepOfGrease] + [DepOfSolids]) / ([DepOfGrease] + [DepOfSolids] + [DepOfWater])) * 1.05
[7 empty] | EX101 | OUTDOOR | S of building by loading dock |  |  |  | 1000 | gal |  | in |  | No | Replaced the 1000 gallon one with this new 1500 Gallon trap | 4 | Yes | 5 | Yes | 0.25 | No | ([DepOfGrease] + [DepOfSolids]) / ([DepOfGrease] + [DepOfSolids] + [DepOfWater]) | 0.25 | Yes | (([DepOfGrease] + [DepOfSolids]) / ([DepOfGrease] + [DepOfSolids] + [DepOfWater])) * 1.05
[7 empty] | EX200 | ABOVE-FLOOR | Next to three basin sink in the sushi bar | Schier Products |  |  | 20 | gpm |  | in |  | No |  | 4 | Yes | 5 | Yes | 0.25 | No | ([DepOfGrease] + [DepOfSolids]) / ([DepOfGrease] + [DepOfSolids] + [DepOfWater]) | 0.25 | Yes | (([DepOfGrease] + [DepOfSolids]) / ([DepOfGrease] + [DepOfSolids] + [DepOfWater])) * 1.05
|  |  |  | Kroger #412 | 9228 | 1125 W. State Blvd., State Blvd., W., 1125, Fort Wayne 46808
[7 empty] | EX100 | OUTDOOR | Located at southeast of corner by cardboard dumpster. 1 access manhole |  |  |  | 1000 | gal |  | in |  | No |  | 4 | Yes | 5 | Yes | 0.25 | No | ([DepOfGrease] + [DepOfSolids]) / ([DepOfGrease] + [DepOfSolids] + [DepOfWater]) | 0.25 | Yes | (([DepOfGrease] + [DepOfSolids]) / ([DepOfGrease] + [DepOfSolids] + [DepOfWater])) * 1.05
[7 empty] | EX200 | IN-FLOOR | Located outside of the meat door. |  |  |  |  | gal |  | in |  | No | As of inspection 10/18/18, grease trap needs cleaned | 4 | Yes | 5 | Yes | 0.25 | No | ([DepOfGrease] + [DepOfSolids]) / ([DepOfGrease] + [DepOfSolids] + [DepOfWater]) | 0.25 | Yes | (([DepOfGrease] + [DepOfSolids]) / ([DepOfGrease] + [DepOfSolids] + [DepOfWater])) * 1.05
|  |  |  | Kroger #424 | 10276 | 10230 Chestnut Plaza Dr., Chestnut Plaza Dr., 10230, Fort Wayne 46804
|  |  |  | Kroger #425 | 10054 | 6310 E. State Blvd., State Blvd., E., 6310, Fort Wayne 46815
[7 empty] | EX100 | OUTDOOR | E side of building in back area. | Unknown | 2021-10-15 |  | 1500 | gal |  | in | Quarterly | No |  | 4 | Yes | 5 | Yes | 0.25 | No | ([DepOfGrease] + [DepOfSolids]) / ([DepOfGrease] + [DepOfSolids] + [DepOfWater]) | 0.25 | Yes | (([DepOfGrease] + [DepOfSolids]) / ([DepOfGrease] + [DepOfSolids] + [DepOfWater])) * 1.05
|  |  |  | Kroger #972 | 9124 | 601 E. Dupont Rd., Dupont Rd., E., 601, Fort Wayne 46825
[7 empty] | EX100 | OUTDOOR | Located behind building on Northwest side near shipping area |  |  |  | 1000 | gal |  | in |  | No |  | 4 | Yes | 5 | Yes | 0.25 | No | ([DepOfGrease] + [DepOfSolids]) / ([DepOfGrease] + [DepOfSolids] + [DepOfWater]) | 0.25 | Yes | (([DepOfGrease] + [DepOfSolids]) / ([DepOfGrease] + [DepOfSolids] + [DepOfWater])) * 1.05
[7 empty] | EX200 | ABOVE-FLOOR | Located inside Kroger behind the Starbucks in the kitchen cleaning room. Low-profile, grey plastic. | Canplas |  |  | 25 | gpm |  | in | Weekly | No |  | 4 | Yes | 5 | Yes | 0.25 | No | ([DepOfGrease] + [DepOfSolids]) / ([DepOfGrease] + [DepOfSolids] + [DepOfWater]) | 0.25 | Yes | (([DepOfGrease] + [DepOfSolids]) / ([DepOfGrease] + [DepOfSolids] + [DepOfWater])) * 1.05
[7 empty] | EX201 | ABOVE-FLOOR | Located in the Cheese Shop area left of the three basin sink, white metal. |  |  |  | 20 | gpm |  | in | Quarterly | No | Recommend twice monthly cleaning, silicone around the lid to seal it observed. | 4 | Yes | 5 | Yes | 0.25 | No | ([DepOfGrease] + [DepOfSolids]) / ([DepOfGrease] + [DepOfSolids] + [DepOfWater]) | 0.25 | Yes | (([DepOfGrease] + [DepOfSolids]) / ([DepOfGrease] + [DepOfSolids] + [DepOfWater])) * 1.05
|  |  |  | Kroger Fuel Center | 0118 | 7006 Bluffton Rd., Bluffton Rd., 7006, Fort Wayne 46809
|  |  |  | Kroger Fuel Center | 10277 | 10230 Chestnut Plaza Dr., Chestnut Plaza Dr., 10230, Fort Wayne 46804
|  |  |  | Kroger Fuel Center | 9209 | 1101 W. State Blvd., State Blvd., W., 1101, Fort Wayne 46808
|  |  |  | Kroger Fuel Center | 9948 | 5765 Falls Dr., Falls Dr., 5765, Fort Wayne 46804
|  |  |  | Kroger Fuel Center | 9994 | 6002 St. Joe Ctr. Rd., St. Joe Ctr. Rd., 6002, Fort Wayne 46835
[7 empty] | EX600 | [6 empty] | gal |  | in |  | No |  | 4 | Yes | 5 | Yes | 0.25 | No | ([DepOfGrease] + [DepOfSolids]) / ([DepOfGrease] + [DepOfSolids] + [DepOfWater]) | 0.25 | Yes | (([DepOfGrease] + [DepOfSolids]) / ([DepOfGrease] + [DepOfSolids] + [DepOfWater])) * 1.05
|  |  |  | Kroger J-929 Fuel Center | 0052 | 214 E. Petit Ave., Petit Ave., E., 214, Fort Wayne 46806
|  |  |  | Kroger Waynedale | 10150 | 7008 Bluffton Rd., Bluffton Rd., 7008, Fort Wayne 46809
[7 empty] | EX200 | IN-FLOOR | Located in the floor in the kitchen. In front of the large oven for cooking the chicken. | Schier Products | [5 empty] | in | Quarterly | No | Only 2 screws present in the lid. | 4 | Yes | 5 | Yes | 0.25 | No | ([DepOfGrease] + [DepOfSolids]) / ([DepOfGrease] + [DepOfSolids] + [DepOfWater]) | 0.25 | Yes | (([DepOfGrease] + [DepOfSolids]) / ([DepOfGrease] + [DepOfSolids] + [DepOfWater])) * 1.05
[7 empty] | EX201 | ABOVE-FLOOR | Located on the south wall of the Bakery/Deli under the side of the 3 compartment sink and next to the raw chicken sink. | Zurn |  |  | 20 | gpm |  | in | Quarterly | No | As of 3/9/2021 this trap is just over a year old. | 4 | Yes | 5 | Yes | 0.25 | No | ([DepOfGrease] + [DepOfSolids]) / ([DepOfGrease] + [DepOfSolids] + [DepOfWater]) | 0.25 | Yes | (([DepOfGrease] + [DepOfSolids]) / ([DepOfGrease] + [DepOfSolids] + [DepOfWater])) * 1.05
|  |  |  | Kuehnert Dairy Farm - Milkhouse Bldg. | 18219 | 6532 W. Cook Rd., Fort Wayne 46818
[7 empty] | EX100 | OUTDOOR | East of the New Building |  | 2023-11-22 |  | 1000 | gal |  | in |  | No |  | 4 | Yes | 5 | Yes | 0.25 | No | ([DepOfGrease] + [DepOfSolids]) / ([DepOfGrease] + [DepOfSolids] + [DepOfWater]) | 0.25 | Yes | (([DepOfGrease] + [DepOfSolids]) / ([DepOfGrease] + [DepOfSolids] + [DepOfWater])) * 1.05
|  |  |  | Kyaw Family Convenience Store LLC | 9169 | 900 E. Pettit Ave., Pettit Ave., E., 900, Fort Wayne 46806
[7 empty] | EX200 | ABOVE-FLOOR | Located below 3B sink | BK Resources |  |  | 10 | gpm |  | in |  | No |  | 4 | Yes | 5 | Yes | 0.25 | No | ([DepOfGrease] + [DepOfSolids]) / ([DepOfGrease] + [DepOfSolids] + [DepOfWater]) | 0.25 | Yes | (([DepOfGrease] + [DepOfSolids]) / ([DepOfGrease] + [DepOfSolids] + [DepOfWater])) * 1.05
|  |  |  | Kyaw Khin Inc. | 17789 | 2203 Lafayette St., Lafayette St., 2203, Fort Wayne 46803
[7 empty] | EX600 |  | No grease trap required |  |  |  |  | gal |  | in |  | No |  | 4 | Yes | 5 | Yes | 0.25 | No | ([DepOfGrease] + [DepOfSolids]) / ([DepOfGrease] + [DepOfSolids] + [DepOfWater]) | 0.25 | Yes | (([DepOfGrease] + [DepOfSolids]) / ([DepOfGrease] + [DepOfSolids] + [DepOfWater])) * 1.05
|  |  |  | Kyoto Japanese Restaurant | 9964 | 5825 Maplecrest Rd., Maplecrest Rd., 5825, Fort Wayne 46835
[7 empty] | EX200 | ABOVE-FLOOR | NW corner kitchen under the 3 compartment sink. | Endura Grease Interceptor |  |  | 20 | gpm |  | in |  | No |  | 4 | Yes | 5 | Yes | 0.25 | No | ([DepOfGrease] + [DepOfSolids]) / ([DepOfGrease] + [DepOfSolids] + [DepOfWater]) | 0.25 | Yes | (([DepOfGrease] + [DepOfSolids]) / ([DepOfGrease] + [DepOfSolids] + [DepOfWater])) * 1.05
|  |  |  | La Cabana 2 | 18486 | 6209 E. State Blvd., Fort Wayne 46815
[7 empty] | 200 | IN-FLOOR | Extractor is in the floor under a metal plate | Schier Products | 2026-03-31 |  | 40 | gal |  | in | Every 2 Weeks | Yes |  | 4 | Yes | 5 | Yes | 0.25 | No | ([DepOfGrease] + [DepOfSolids]) / ([DepOfGrease] + [DepOfSolids] + [DepOfWater]) | 0.25 | Yes | (([DepOfGrease] + [DepOfSolids]) / ([DepOfGrease] + [DepOfSolids] + [DepOfWater])) * 1.05
|  |  |  | La Cocina China Mex | 17507 | 509 E. Jefferson Blvd., Jefferson Blvd., E., 509, Fort Wayne 46802
[7 empty] | EX160 | OUTDOOR | Outdoor plastic grease interceptor located on northeast side of property in grass. |  | 2010-05-20 |  | 1000 | gal |  | in | Quarterly | No |  | 4 | Yes | 5 | Yes | 0.25 | No | ([DepOfGrease] + [DepOfSolids]) / ([DepOfGrease] + [DepOfSolids] + [DepOfWater]) | 0.25 | Yes | (([DepOfGrease] + [DepOfSolids]) / ([DepOfGrease] + [DepOfSolids] + [DepOfWater])) * 1.05
|  |  |  | La Fogata Mexican Restaurant | 5946 | 1812 Bluffton Rd., Bluffton Rd., 1812, Fort Wayne 46809
[7 empty] | EX200 | IN-FLOOR | In back kitchen left of the 2-basin |  |  |  | 10 | gpm |  | in |  | No |  | 4 | Yes | 5 | Yes | 0.25 | No | ([DepOfGrease] + [DepOfSolids]) / ([DepOfGrease] + [DepOfSolids] + [DepOfWater]) | 0.25 | Yes | (([DepOfGrease] + [DepOfSolids]) / ([DepOfGrease] + [DepOfSolids] + [DepOfWater])) * 1.05
|  |  |  | La Margarita | 2781 | 2713 S. Calhoun St., Calhoun St., S., 2713, Fort Wayne 46807
|  |  |  | La Michoacana Ice Cream | 1135 | 1903 W. Coliseum Blvd., Coliseum Blvd., W., 1903, Fort Wayne 46808
[7 empty] | EX100 | OUTDOOR | Located north of building in landscaping and sidewalk - two access manholes |  |  |  | 1000 | gal |  | in | Quarterly | No | Influent manhole in sidewalk, effluent manhole in landscaping | 4 | Yes | 5 | Yes | 0.25 | No | ([DepOfGrease] + [DepOfSolids]) / ([DepOfGrease] + [DepOfSolids] + [DepOfWater]) | 0.25 | Yes | (([DepOfGrease] + [DepOfSolids]) / ([DepOfGrease] + [DepOfSolids] + [DepOfWater])) * 1.05
|  |  |  | La Michoacana Ice Cream & Sandwich Shop | 17496 | 1421 N. Wells St., Wells St., N., 1421, Fort Wayne 46808
[7 empty] | EX200 | ABOVE-FLOOR | Grease trap to the right of the 3 basin sink. | Zurn Industries, LLC | 2021-04-20 |  | 20 | gpm |  | in | Every 2 Weeks | Yes | Previous grease trap had baffles that were rusted through. | 4 | Yes | 5 | Yes | 0.25 | No | ([DepOfGrease] + [DepOfSolids]) / ([DepOfGrease] + [DepOfSolids] + [DepOfWater]) | 0.25 | Yes | (([DepOfGrease] + [DepOfSolids]) / ([DepOfGrease] + [DepOfSolids] + [DepOfWater])) * 1.05
[7 empty] | EX201 | ABOVE-FLOOR | under the hand sink behind the front counter - for the dipper well | Zurn | 2024-05-01 |  | 10 | gpm |  | in |  | Yes |  | 4 | Yes | 5 | Yes | 0.25 | No | ([DepOfGrease] + [DepOfSolids]) / ([DepOfGrease] + [DepOfSolids] + [DepOfWater]) | 0.25 | Yes | (([DepOfGrease] + [DepOfSolids]) / ([DepOfGrease] + [DepOfSolids] + [DepOfWater])) * 1.05
|  |  |  | La Michoacana Restorant | 9293 | 1421 N. Wells St., Wells St., N., 1421, Fort Wayne 46808
[7 empty] | EX200 | ABOVE-FLOOR | Indoor grease trap located inside the utility closet |  |  |  | 20 | gpm |  | in |  | No |  | 4 | Yes | 5 | Yes | 0.25 | No | ([DepOfGrease] + [DepOfSolids]) / ([DepOfGrease] + [DepOfSolids] + [DepOfWater]) | 0.25 | Yes | (([DepOfGrease] + [DepOfSolids]) / ([DepOfGrease] + [DepOfSolids] + [DepOfWater])) * 1.05
|  |  |  | La Petite Academy | 10164 | 7219 Engle Rd., Engle Rd., 7219, Fort Wayne 46804
|  |  |  | La Puerta Negra | 9585 | 3128 Lafayette St., Lafayette St., 3128, Fort Wayne 46806
|  |  |  | La Salle Bed and Breakfast | 9112 | 517 W. Washington Blvd., Washington Blvd., W., 517, Fort Wayne 46802
|  |  |  | La Santa Anita Family Grill | 2346 | 3310 Lafayette St., Lafayette St., 3310, Fort Wayne 46806
[7 empty] | 001 | ABOVE-FLOOR | Plastic above floor | N/A |  |  | 20 | gpm |  | in | Every 2 Weeks | No |  | 4 | Yes | 5 | Yes | 0.25 | No | ([DepOfGrease] + [DepOfSolids]) / ([DepOfGrease] + [DepOfSolids] + [DepOfWater]) | 0.25 | Yes | (([DepOfGrease] + [DepOfSolids]) / ([DepOfGrease] + [DepOfSolids] + [DepOfWater])) * 1.05
|  |  |  | Lafayette Mart LLC | 18081 | 3511 Lafayette St., Fort Wayne 46803
[7 empty] | EX600 |  | No grease interceptor | [6 empty] | in |  | No | none needed as of 9.21.22 | 4 | Yes | 5 | Yes | 0.25 | No | ([DepOfGrease] + [DepOfSolids]) / ([DepOfGrease] + [DepOfSolids] + [DepOfWater]) | 0.25 | Yes | (([DepOfGrease] + [DepOfSolids]) / ([DepOfGrease] + [DepOfSolids] + [DepOfWater])) * 1.05
|  |  |  | Lafayette Medical Center | 9505 | 2700 Lafayette St., Lafayette St., 2700, Fort Wayne 46806
|  |  |  | Lake Market & Deli | 9359 | 1732 Lake Ave., Lake Ave., 1732, Fort Wayne 46805
[7 empty] | EX200 | ABOVE-FLOOR | Located in SW corner of basement, above floor |  |  |  | 20 | gpm |  | in | Monthly | No | Clean twice monthly when busy | 4 | Yes | 5 | Yes | 0.25 | No | ([DepOfGrease] + [DepOfSolids]) / ([DepOfGrease] + [DepOfSolids] + [DepOfWater]) | 0.25 | Yes | (([DepOfGrease] + [DepOfSolids]) / ([DepOfGrease] + [DepOfSolids] + [DepOfWater])) * 1.05
|  |  |  | Lakeside Bowl and Lounge | 9153 | 746 N. Coliseum Blvd., Coliseum Blvd., N., 746, Fort Wayne 46815
[7 empty] | EX200 | ABOVE-FLOOR | Located left of the 1 compartment sink in an open cabinet on the bottom shelf. | Ashland Trap Distribution | 2021-01-04 |  | 4 | gpm |  | in | Every 2 Weeks | Yes | Will need remove the top shelf and contents to access the trap. In front of the trap there is an open Tee. | 4 | Yes | 5 | Yes | 0.25 | No | ([DepOfGrease] + [DepOfSolids]) / ([DepOfGrease] + [DepOfSolids] + [DepOfWater]) | 0.25 | Yes | (([DepOfGrease] + [DepOfSolids]) / ([DepOfGrease] + [DepOfSolids] + [DepOfWater])) * 1.05
|  |  |  | Lakeside Café | 9207 | 1040 N. Coliseum Blvd., Coliseum Blvd., N., 1040, Fort Wayne 46815
[7 empty] | EX200 | ABOVE-FLOOR | Left of the 3-basin sink | Canplas |  |  | 25 | gpm |  | in |  | No |  | 4 | Yes | 5 | Yes | 0.25 | No | ([DepOfGrease] + [DepOfSolids]) / ([DepOfGrease] + [DepOfSolids] + [DepOfWater]) | 0.25 | Yes | (([DepOfGrease] + [DepOfSolids]) / ([DepOfGrease] + [DepOfSolids] + [DepOfWater])) * 1.05
|  |  |  | Lakeside Golf | 9154 | 746 N. Coliseum Blvd., Coliseum Blvd., N., 746, Fort Wayne 46815
|  |  |  | Lakeside Middle School | 9408 | 2100 Lake Ave., Lake Ave., 2100, Fort Wayne 46805
[7 empty] | EX100 | OUTDOOR | W of building in landscaping, E of door 1 |  | 2019-06-01 |  | 1000 | gal |  | in | SemiAnnual | No |  | 4 | Yes | 5 | Yes | 0.25 | No | ([DepOfGrease] + [DepOfSolids]) / ([DepOfGrease] + [DepOfSolids] + [DepOfWater]) | 0.25 | Yes | (([DepOfGrease] + [DepOfSolids]) / ([DepOfGrease] + [DepOfSolids] + [DepOfWater])) * 1.05
|  |  |  | Lakeside Park | 9283 | 1401 Lake Ave., Lake Ave., 1401, Fort Wayne 46805
|  |  |  | LaLos Restaurante Mexicano | 17800 | 1724 W. Wallen Rd., Wallen Rd., W., 1724, Fort Wayne 46818
[7 empty] | EX200 | IN-FLOOR | Located in the southeast kitchen floor. | Canplas | 2020-03-16 |  | 35 | gpm |  | in | three times weekly | Yes |  | 4 | Yes | 5 | Yes | 0.25 | No | ([DepOfGrease] + [DepOfSolids]) / ([DepOfGrease] + [DepOfSolids] + [DepOfWater]) | 0.25 | Yes | (([DepOfGrease] + [DepOfSolids]) / ([DepOfGrease] + [DepOfSolids] + [DepOfWater])) * 1.05
|  |  |  | Land O'Lakes | 18345 | 2001 Mogadore Rd., Kent 44240
|  |  |  | Lane Middle School | 9844 | 4901 Vance Ave., Vance Ave., 4901, Fort Wayne 46815
[7 empty] | EX200 | OUTDOOR | East of the building in the sidewalk. Outside of the door to the cafeteria kitchen. | Schier Products |  |  | 100 | gal |  | in |  | Yes |  | 4 | Yes | 5 | Yes | 0.25 | No | ([DepOfGrease] + [DepOfSolids]) / ([DepOfGrease] + [DepOfSolids] + [DepOfWater]) | 0.25 | Yes | (([DepOfGrease] + [DepOfSolids]) / ([DepOfGrease] + [DepOfSolids] + [DepOfWater])) * 1.05
|  |  |  | LaQuinta Inn Suites | 9543 | 2902 E. Dupont Rd., Dupont Rd., E., 2902, Fort Wayne 46825
|  |  |  | Laredo Restaurant and Grocery | 9381 | 1854 Broadway St., Broadway St., 1854, Fort Wayne 46802
[7 empty] | EX200 | ABOVE-FLOOR | Located under the 3-basin sink | light commercial | 2016-01-01 |  | 10 | gpm |  | in |  | No |  | 4 | Yes | 5 | Yes | 0.25 | No | ([DepOfGrease] + [DepOfSolids]) / ([DepOfGrease] + [DepOfSolids] + [DepOfWater]) | 0.25 | Yes | (([DepOfGrease] + [DepOfSolids]) / ([DepOfGrease] + [DepOfSolids] + [DepOfWater])) * 1.05
|  |  |  | Laredo Tortilleria and Mexican Foods | 9333 | 1616 Woodside Ave., Woodside Ave., 1616, Fort Wayne 46816
|  |  |  | Las Delicias Del Gordito | 9495 | 2610 Lwr. Huntington Rd., Lwr. Huntington Rd., 2610, Fort Wayne 46809
[7 empty] | EX200 | ABOVE-FLOOR | Under the 3 compartment in the back dish area. | Canplas |  |  | 25 | gpm |  | in | Every 2 Weeks | No |  | 4 | Yes | 5 | Yes | 0.25 | No | ([DepOfGrease] + [DepOfSolids]) / ([DepOfGrease] + [DepOfSolids] + [DepOfWater]) | 0.25 | Yes | (([DepOfGrease] + [DepOfSolids]) / ([DepOfGrease] + [DepOfSolids] + [DepOfWater])) * 1.05
[7 empty] | EX201 | ABOVE-FLOOR | Under 3-compartment sink behind coffee counter. | Canplas | 2021-02-01 |  | 10 | gpm |  | in | Every 2 months | Yes |  | 4 | Yes | 5 | Yes | 0.25 | No | ([DepOfGrease] + [DepOfSolids]) / ([DepOfGrease] + [DepOfSolids] + [DepOfWater]) | 0.25 | Yes | (([DepOfGrease] + [DepOfSolids]) / ([DepOfGrease] + [DepOfSolids] + [DepOfWater])) * 1.05
|  |  |  | Las Dos Hermanitas Mini Market | 18397 | 6009 Bluffton Rd., Fort Wayne 46803
|  |  |  | Lassus | 9609 | 3220 N. Anthony Blvd., Anthony Blvd., N., 3220, Fort Wayne 46805
[7 empty] | EX160 | OUTDOOR | In landscaping south of the building west of fenced in area. |  |  |  | 1000 | gal |  | in |  | No | Lassus and Wendy's both flow through the interceptor. | 4 | Yes | 5 | Yes | 0.25 | No | ([DepOfGrease] + [DepOfSolids]) / ([DepOfGrease] + [DepOfSolids] + [DepOfWater]) | 0.25 | Yes | (([DepOfGrease] + [DepOfSolids]) / ([DepOfGrease] + [DepOfSolids] + [DepOfWater])) * 1.05
|  |  |  | Lassus Handy Dandy | 0231 | 3610 E. Dupont Rd., Dupont Rd., E., 3610, Fort Wayne 46825
|  |  |  | Lassus Handy Dandy #14 | 9336 | 1630 Spy Run Ave., Spy Run Ave., 1630, Fort Wayne 46805
|  |  |  | Lassus Handy Dandy #15 | 9910 | 5545 Stellhorn Rd., Stellhorn Rd., 5545, Fort Wayne 46815
|  |  |  | Lassus Handy Dandy #16 | 9981 | 5917 Lima Rd., Lima Rd., 5917, Fort Wayne 46818
[7 empty] | EX200 | IN-FLOOR | under 3-basin sink | Canplas |  |  | 25 | gpm |  | in |  | No |  | 4 | Yes | 5 | Yes | 0.25 | No | ([DepOfGrease] + [DepOfSolids]) / ([DepOfGrease] + [DepOfSolids] + [DepOfWater]) | 0.25 | Yes | (([DepOfGrease] + [DepOfSolids]) / ([DepOfGrease] + [DepOfSolids] + [DepOfWater])) * 1.05
|  |  |  | Lassus Handy Dandy #23 | 9170 | 901 W. Coliseum Blvd., Coliseum Blvd., W., 901, Fort Wayne 46808
[7 empty] | EX100 | OUTDOOR | S of building in blacktop |  |  |  | 1000 | gal |  | in | Annual | No |  | 4 | Yes | 5 | Yes | 0.25 | No | ([DepOfGrease] + [DepOfSolids]) / ([DepOfGrease] + [DepOfSolids] + [DepOfWater]) | 0.25 | Yes | (([DepOfGrease] + [DepOfSolids]) / ([DepOfGrease] + [DepOfSolids] + [DepOfWater])) * 1.05
|  |  |  | Lassus Handy Dandy #32 | 10331 | 12010 US Hwy 24 W., US Hwy 24 W., 12010, Fort Wayne 46814
|  |  |  | Lassus Handy Dandy #39 | 10275 | 10225 Illinois Rd., Illinois Rd., 10225, Fort Wayne 46814
|  |  |  | Lassus Handy Dandy #41 | 0034 | 10040 Lima Rd., Lima Rd., 10040, Fort Wayne 46818
[7 empty] | EX120 | OUTDOOR | Located east of the building. OIG - Plastic | Unknown |  |  | 1000 | gal |  | in |  | No | OIG - Plastic | 4 | Yes | 5 | Yes | 0.25 | No | ([DepOfGrease] + [DepOfSolids]) / ([DepOfGrease] + [DepOfSolids] + [DepOfWater]) | 0.25 | Yes | (([DepOfGrease] + [DepOfSolids]) / ([DepOfGrease] + [DepOfSolids] + [DepOfWater])) * 1.05
[7 empty] | EX201 | ABOVE-FLOOR | Located in center cabinet of coffee counter | Ashland Trap Distribution |  |  | 4 | gpm |  | in |  | Yes |  | 4 | Yes | 5 | Yes | 0.25 | No | ([DepOfGrease] + [DepOfSolids]) / ([DepOfGrease] + [DepOfSolids] + [DepOfWater]) | 0.25 | Yes | (([DepOfGrease] + [DepOfSolids]) / ([DepOfGrease] + [DepOfSolids] + [DepOfWater])) * 1.05
[7 empty] | EX202 | ABOVE-FLOOR | Located to the left of the Higher Grounds hand sink along the west wall, near drive-thru window | Ashland Trap Distribution |  |  | 4 | gpm |  | in |  | Yes |  | 4 | Yes | 5 | Yes | 0.25 | No | ([DepOfGrease] + [DepOfSolids]) / ([DepOfGrease] + [DepOfSolids] + [DepOfWater]) | 0.25 | Yes | (([DepOfGrease] + [DepOfSolids]) / ([DepOfGrease] + [DepOfSolids] + [DepOfWater])) * 1.05
|  |  |  | Lassus Handy Dandy #42 | 10175 | 7405 Maplecrest Rd., Maplecrest Rd., 7405, Fort Wayne 46835
[7 empty] | EX100 | OUTDOOR | Located outside the back employee door on the West side of the building, 2 manholes | Midwest Tile | 2021-07-07 |  | 1000 | gal |  | in |  | No |  | 4 | Yes | 5 | Yes | 0.25 | No | ([DepOfGrease] + [DepOfSolids]) / ([DepOfGrease] + [DepOfSolids] + [DepOfWater]) | 0.25 | Yes | (([DepOfGrease] + [DepOfSolids]) / ([DepOfGrease] + [DepOfSolids] + [DepOfWater])) * 1.05
|  |  |  | Lassus Handy Dandy #43 | 10229 | 8724 US Hwy 24 W., US Hwy 24 W., 8724, Fort Wayne 46804
|  |  |  | Lassus Handy Dandy #46 | 10237 | 8830 Coldwater Rd., Coldwater Rd., 8830, Fort Wayne 46825
[7 empty] | EX100 | OUTDOOR | Located North of building in Elmo's drive thru. 2 MH access | Unknown |  |  | 1000 | gal |  | in | Quarterly | No |  | 4 | Yes | 5 | Yes | 0.25 | No | ([DepOfGrease] + [DepOfSolids]) / ([DepOfGrease] + [DepOfSolids] + [DepOfWater]) | 0.25 | Yes | (([DepOfGrease] + [DepOfSolids]) / ([DepOfGrease] + [DepOfSolids] + [DepOfWater])) * 1.05
|  |  |  | Lassus Handy Dandy #5 | 10017 | 6111 Bluffton Rd., Bluffton Rd., 6111, Fort Wayne 46809
|  |  |  | Lassus Handy Dandy #6 | 9443 | 2239 N. Clinton St., Clinton St., N., 2239, Fort Wayne 46805
[7 empty] | EX600 |  | no extractor, known for a fact | [6 empty] | in |  | No |  | 4 | Yes | 5 | Yes | 0.25 | No | ([DepOfGrease] + [DepOfSolids]) / ([DepOfGrease] + [DepOfSolids] + [DepOfWater]) | 0.25 | Yes | (([DepOfGrease] + [DepOfSolids]) / ([DepOfGrease] + [DepOfSolids] + [DepOfWater])) * 1.05
|  |  |  | Lassus Handy Dandy #7 | 9675 | 3604 W. Jefferson Blvd., Jefferson Blvd., W., 3604, Fort Wayne 46804
|  |  |  | Lassus/Handy Dandy Carwash | 0175 | 10040 Lima Rd., Lima Rd., 10040, Fort Wayne 46818
|  |  |  | Latch String Bar and Grill | 9610 | 3221 N. Clinton St., Clinton St., N., 3221, Fort Wayne 46805
|  |  |  | Laundry Xpress | 9369 | 1806 Lake Ave., Lake Ave., 1806, Fort Wayne 46805
|  |  |  | Laundry Xpress | 9704 | 3807 Lima Rd., Lima Rd., 3807, Fort Wayne 46805
|  |  |  | Lawnscape | 18412 | 6806 Parrott Rd., Fort Wayne 46803
|  |  |  | Lawsons Automotive | 17333 | 9328 Lima Rd., Lima Rd., 9328, Fort Wayne 46818
|  |  |  | Laycoff's Tavern | 4335 | 3530 N. Clinton St., Clinton St., N., 3530, Fort Wayne 46805
[7 empty] | EX200 |  | Above the floor to the left of the 3 basin sink |  |  |  | 20 | gpm |  | in |  | Yes |  | 4 | Yes | 5 | Yes | 0.25 | No | ([DepOfGrease] + [DepOfSolids]) / ([DepOfGrease] + [DepOfSolids] + [DepOfWater]) | 0.25 | Yes | (([DepOfGrease] + [DepOfSolids]) / ([DepOfGrease] + [DepOfSolids] + [DepOfWater])) * 1.05
|  |  |  | Lazer X | 9044 | 244 Fernhill Ave., Fernhill Ave., 244, Fort Wayne 46805
[7 empty] | EX200 | ABOVE-FLOOR | next to three basin sink |  |  |  | 25 | gpm |  | in | Every 2 Weeks | No |  | 4 | Yes | 5 | Yes | 0.25 | No | ([DepOfGrease] + [DepOfSolids]) / ([DepOfGrease] + [DepOfSolids] + [DepOfWater]) | 0.25 | Yes | (([DepOfGrease] + [DepOfSolids]) / ([DepOfGrease] + [DepOfSolids] + [DepOfWater])) * 1.05
|  |  |  | Leap-N-Learn Preschool | 9937 | 5728 Maplecrest Rd., Maplecrest Rd., 5728, Fort Wayne 46835
|  |  |  | Lee's Famous Recipe #500009 (CUGC) | 17437 | 1830 W. Dupont Rd., Dupont Rd., W., 1830, Fort Wayne 46818
[7 empty] | EX100 | OUTDOOR | In ground interceptor located west of the building in the drive thru area. Two manhole access openings. | Unknown |  |  | 1000 | gal |  | in | Quarterly | No |  | 4 | Yes | 5 | Yes | 0.25 | No | ([DepOfGrease] + [DepOfSolids]) / ([DepOfGrease] + [DepOfSolids] + [DepOfWater]) | 0.25 | Yes | (([DepOfGrease] + [DepOfSolids]) / ([DepOfGrease] + [DepOfSolids] + [DepOfWater])) * 1.05
|  |  |  | Lee's Famous Recipe Chicken #207548 (CUGC) | 458 | 220 E. Rudisill Blvd., Rudisill Blvd., E., 220, Fort Wayne 46806
[7 empty] | EX100 | OUTDOOR | Located south of building, by back door. Two access manholes |  |  |  | 1000 | gal |  | in | Quarterly | No |  | 4 | Yes | 5 | Yes | 0.25 | No | ([DepOfGrease] + [DepOfSolids]) / ([DepOfGrease] + [DepOfSolids] + [DepOfWater]) | 0.25 | Yes | (([DepOfGrease] + [DepOfSolids]) / ([DepOfGrease] + [DepOfSolids] + [DepOfWater])) * 1.05
|  |  |  | Lee's Famous Recipe Chicken #207550 (CUGC) | 457 | 404 W. State Blvd., State Blvd., W., 404, Fort Wayne 46808
[7 empty] | EX100 | OUTDOOR | Located west of building by drive-thru window, two manholes |  |  |  | 1000 | gal |  | in | Quarterly | No |  | 4 | Yes | 5 | Yes | 0.25 | No | ([DepOfGrease] + [DepOfSolids]) / ([DepOfGrease] + [DepOfSolids] + [DepOfWater]) | 0.25 | Yes | (([DepOfGrease] + [DepOfSolids]) / ([DepOfGrease] + [DepOfSolids] + [DepOfWater])) * 1.05
|  |  |  | Lee's Famous Recipe Chicken #207551(CUGC) | 456 | 6316 Stellhorn Rd., Stellhorn Rd., 6316, Fort Wayne 46815
[7 empty] | EX100 | OUTDOOR | Located next to drive thru behind menu |  | 2023-05-25 |  | 1000 | gal |  | in |  | No | Replaced 5.25.23 | 4 | Yes | 5 | Yes | 0.25 | No | ([DepOfGrease] + [DepOfSolids]) / ([DepOfGrease] + [DepOfSolids] + [DepOfWater]) | 0.25 | Yes | (([DepOfGrease] + [DepOfSolids]) / ([DepOfGrease] + [DepOfSolids] + [DepOfWater])) * 1.05
|  |  |  | Legacy Office Centre | 17949 | 7840 Southtown Crossing, Fort Wayne 46816
[7 empty] | EX200 | ABOVE-FLOOR | Left of the 3-basin sink | Zurn | 2024-01-31 |  | 20 | gpm |  | in |  | No |  | 4 | Yes | 5 | Yes | 0.25 | No | ([DepOfGrease] + [DepOfSolids]) / ([DepOfGrease] + [DepOfSolids] + [DepOfWater]) | 0.25 | Yes | (([DepOfGrease] + [DepOfSolids]) / ([DepOfGrease] + [DepOfSolids] + [DepOfWater])) * 1.05
|  |  |  | Legal Chop Shop (LCS) | 9769 | 2532 Goshen Rd., Goshen Rd., 2532, Fort Wayne 46808
[7 empty] | EX311 | OUTDOOR | West of the building - one lid |  |  |  | 1500 | gal |  | in |  | No | Verified the size of the oil separator on 8/8/22 Length 108" Width 66" Height 48" (water height) Height 60" (structure) | 4 | Yes | 5 | Yes | 0.25 | No | ([DepOfGrease] + [DepOfSolids]) / ([DepOfGrease] + [DepOfSolids] + [DepOfWater]) | 0.25 | Yes | (([DepOfGrease] + [DepOfSolids]) / ([DepOfGrease] + [DepOfSolids] + [DepOfWater])) * 1.05
|  |  |  | Legendary Life Bar | 18450 | 118 W. Washington Blvd, Washington Blvd., W., 118, Fort Wayne 46803
[7 empty] | 001 | ABOVE-FLOOR | Grease Trap | Regency |  |  | 7 | gpm |  | in | Every 2 Weeks | No | Installed 2025 | 4 | Yes | 5 | Yes | 0.25 | No | ([DepOfGrease] + [DepOfSolids]) / ([DepOfGrease] + [DepOfSolids] + [DepOfWater]) | 0.25 | Yes | (([DepOfGrease] + [DepOfSolids]) / ([DepOfGrease] + [DepOfSolids] + [DepOfWater])) * 1.05
|  |  |  | Lengerich Meats Inc. | 17590 | 3095 W. Van Horn St., Van Horn St., W., 3095, Zanesville 46799
[7 empty] | EX100 | OUTDOOR | N of building in parking lot | Unknown | 2019-12-09 |  | 1000 | gal |  | in | Every 2 months | Yes |  | 4 | Yes | 5 | Yes | 0.25 | No | ([DepOfGrease] + [DepOfSolids]) / ([DepOfGrease] + [DepOfSolids] + [DepOfWater]) | 0.25 | Yes | (([DepOfGrease] + [DepOfSolids]) / ([DepOfGrease] + [DepOfSolids] + [DepOfWater])) * 1.05
[7 empty] | EX150 |  | There is a 50 gallon solids separator in front of the building, but this only captures the flow from the 3 basin sink on the east side of the counter and the slaughter room. Not a grease interceptor and needs replaced. |  |  |  |  | gal |  | in |  | No |  | 4 | Yes | 5 | Yes | 0.25 | No | ([DepOfGrease] + [DepOfSolids]) / ([DepOfGrease] + [DepOfSolids] + [DepOfWater]) | 0.25 | Yes | (([DepOfGrease] + [DepOfSolids]) / ([DepOfGrease] + [DepOfSolids] + [DepOfWater])) * 1.05
|  |  |  | Lennox Stores | 18149 | 2708 Camino Ct, Camino Ct., 2708, Fort Wayne 46803
|  |  |  | Leon Country Autos | 18044 | 2011 Fairfield Ave., Fairfield Ave., 2011, Fort Wayne 46802
|  |  |  | Leo's Donuts | 17522 | 10376 Leo Rd. Ste. F, Leo Rd., Ste F., 10376, Fort Wayne 46825
[7 empty] | EX200 | ABOVE-FLOOR | grey plastic, above floor, left of 3 compartment sink | Canplas |  |  | 25 | gpm |  | in |  | No |  | 4 | Yes | 5 | Yes | 0.25 | No | ([DepOfGrease] + [DepOfSolids]) / ([DepOfGrease] + [DepOfSolids] + [DepOfWater]) | 0.25 | Yes | (([DepOfGrease] + [DepOfSolids]) / ([DepOfGrease] + [DepOfSolids] + [DepOfWater])) * 1.05
[7 empty] | EX800 | IN-FLOOR | In front of the Wok Stove | Schier Products | 2023-05-16 |  | 25 | gpm |  | in |  | No | Assigned to the wrong facility - this GT was never at this location - confirmed 3.19.25 | 4 | Yes | 5 | Yes | 0.25 | No | ([DepOfGrease] + [DepOfSolids]) / ([DepOfGrease] + [DepOfSolids] + [DepOfWater]) | 0.25 | Yes | (([DepOfGrease] + [DepOfSolids]) / ([DepOfGrease] + [DepOfSolids] + [DepOfWater])) * 1.05
|  |  |  | Let's Get Nailed | 17971 | 493 E. Dupont Rd., Fort Wayne 46825
[7 empty] | EX200 | ABOVE-FLOOR | Under 3 basin sink. | Unknown |  |  | 15 | gpm |  | in | Monthly | No |  | 4 | Yes | 5 | Yes | 0.25 | No | ([DepOfGrease] + [DepOfSolids]) / ([DepOfGrease] + [DepOfSolids] + [DepOfWater]) | 0.25 | Yes | (([DepOfGrease] + [DepOfSolids]) / ([DepOfGrease] + [DepOfSolids] + [DepOfWater])) * 1.05
|  |  |  | Levan R. Scott Academy | 9182 | 950 E. Fairfax Ave., Fairfax Ave., E., 950, Fort Wayne 46806
[7 empty] | EX600 |  | no grease interceptor |  |  |  |  | gal |  | in |  | No |  | 4 | Yes | 5 | Yes | 0.25 | No | ([DepOfGrease] + [DepOfSolids]) / ([DepOfGrease] + [DepOfSolids] + [DepOfWater]) | 0.25 | Yes | (([DepOfGrease] + [DepOfSolids]) / ([DepOfGrease] + [DepOfSolids] + [DepOfWater])) * 1.05
|  |  |  | Lexy's Pizza | 10294 | 10360 Leo Rd., Leo Rd., 10360, Fort Wayne 46845
[7 empty] | EX200 | IN-FLOOR | Located in the SE corner of the kitchen | Schier Products | 2020-10-10 |  | 75 | gpm |  | in | Every 2 Weeks | No |  | 4 | Yes | 5 | Yes | 0.25 | No | ([DepOfGrease] + [DepOfSolids]) / ([DepOfGrease] + [DepOfSolids] + [DepOfWater]) | 0.25 | Yes | (([DepOfGrease] + [DepOfSolids]) / ([DepOfGrease] + [DepOfSolids] + [DepOfWater])) * 1.05
|  |  |  | Lexy's Pizza | 3919 | 908 Spring St., Spring St., 908, Fort Wayne 46808
|  |  |  | Liberty Developing | 17417 | 3702 Rupp Dr., Fort Wayne 46809
|  |  |  | Liberty Diner | 6609 | 2929 Goshen Rd., Goshen Rd., 2929, Fort Wayne 46808
[7 empty] | EX200 | ABOVE-FLOOR | Located under and right of three basin sink | Canplas |  |  | 20 | gpm |  | in | Every 2 Weeks | No |  | 4 | Yes | 5 | Yes | 0.25 | No | ([DepOfGrease] + [DepOfSolids]) / ([DepOfGrease] + [DepOfSolids] + [DepOfWater]) | 0.25 | Yes | (([DepOfGrease] + [DepOfSolids]) / ([DepOfGrease] + [DepOfSolids] + [DepOfWater])) * 1.05
[7 empty] | EX201 | ABOVE-FLOOR | Located under and right of prewash | Canplas |  |  | 20 | gpm |  | in | Every 2 Weeks | Yes |  | 4 | Yes | 5 | Yes | 0.25 | No | ([DepOfGrease] + [DepOfSolids]) / ([DepOfGrease] + [DepOfSolids] + [DepOfWater]) | 0.25 | Yes | (([DepOfGrease] + [DepOfSolids]) / ([DepOfGrease] + [DepOfSolids] + [DepOfWater])) * 1.05
|  |  |  | Life Bridge Church | 17965 | 12719 Corbin Rd., Fort Wayne 46845
[7 empty] | EX600 |  | No grease trap currently - will have one installed | [6 empty] | in |  | Yes |  | 4 | Yes | 5 | Yes | 0.25 | No | ([DepOfGrease] + [DepOfSolids]) / ([DepOfGrease] + [DepOfSolids] + [DepOfWater]) | 0.25 | Yes | (([DepOfGrease] + [DepOfSolids]) / ([DepOfGrease] + [DepOfSolids] + [DepOfWater])) * 1.05
|  |  |  | Life Care Center Of Fort Wayne | 9339 | 1649 Spy Run Ave., Spy Run Ave., 1649, Fort Wayne 46805
|  |  |  | Life Commnity Church | 17331 | 7222 W. Jefferson Blvd., Fort Wayne 46804
|  |  |  | Life in Balance Nutrition | 18461 | 208 E Pettit Ave., Fort Wayne 46806
[7 empty] | 200 | ABOVE-FLOOR | PDI model 4810 | PDI | 2026-02-19 |  | 10 | gpm |  | in |  | No |  | 4 | Yes | 5 | Yes | 0.25 | No | ([DepOfGrease] + [DepOfSolids]) / ([DepOfGrease] + [DepOfSolids] + [DepOfWater]) | 0.25 | Yes | (([DepOfGrease] + [DepOfSolids]) / ([DepOfGrease] + [DepOfSolids] + [DepOfWater])) * 1.05
|  |  |  | Lifehouse Church | 9407 | 2100 Kentucky Ave., Kentucky Ave., 2100, Fort Wayne 46805
[7 empty] | EX200 | ABOVE-FLOOR | Under 3-compartment sink | BK Resources | 2021-07-09 |  | 20 | gpm |  | in | Every 2 Weeks | Yes | only receives flow from 1st compartment of 3-compartment sink | 4 | Yes | 5 | Yes | 0.25 | No | ([DepOfGrease] + [DepOfSolids]) / ([DepOfGrease] + [DepOfSolids] + [DepOfWater]) | 0.25 | Yes | (([DepOfGrease] + [DepOfSolids]) / ([DepOfGrease] + [DepOfSolids] + [DepOfWater])) * 1.05
|  |  |  | Light of the Cross/Food Pantry | 0116 | 2936 S. Anthony Blvd., Anthony Blvd., S., 2936, Fort Wayne 46806
|  |  |  | Lighthouse Coffee Bar in DO McComb & Sons | 18475 | 1320 E. Dupont Rd, Fort Wayne 46825
[7 empty] | EX200 | ABOVE-FLOOR | Kitchen under the 3-basin sink |  | 2025-12-19 |  | 15 | gpm |  | in |  | Yes |  | 4 | Yes | 5 | Yes | 0.25 | No | ([DepOfGrease] + [DepOfSolids]) / ([DepOfGrease] + [DepOfSolids] + [DepOfWater]) | 0.25 | Yes | (([DepOfGrease] + [DepOfSolids]) / ([DepOfGrease] + [DepOfSolids] + [DepOfWater])) * 1.05
|  |  |  | Lima/Orlando Commercial Center | 0552 | 6210 - 6230 Lima Rd., Lima Rd., 6210 - 6230, Fort Wayne 46818
|  |  |  | Lincoln Elementary School | 9184 | 1001 E. Cook Rd., Cook Rd., E., 1001, Fort Wayne 46825
|  |  |  | Lincoln Life | 10359 | 1300 S. Calhoun St., Calhoun St., S., 1300, Fort Wayne 46802
[7 empty] | EX100 | OUTDOOR |  |  |  |  | 1000 | gal |  | in | Monthly | No |  | 4 | Yes | 5 | Yes | 0.25 | No | ([DepOfGrease] + [DepOfSolids]) / ([DepOfGrease] + [DepOfSolids] + [DepOfWater]) | 0.25 | Yes | (([DepOfGrease] + [DepOfSolids]) / ([DepOfGrease] + [DepOfSolids] + [DepOfWater])) * 1.05
|  |  |  | Lincoln National Life | 17457 | 1301 S. Harrison St., Fort Wayne 46803
[7 empty] | EX100 | OUTDOOR |  |  |  |  | 1250 | gal |  | in | Quarterly | No |  | 4 | Yes | 5 | Yes | 0.25 | No | ([DepOfGrease] + [DepOfSolids]) / ([DepOfGrease] + [DepOfSolids] + [DepOfWater]) | 0.25 | Yes | (([DepOfGrease] + [DepOfSolids]) / ([DepOfGrease] + [DepOfSolids] + [DepOfWater])) * 1.05
|  |  |  | Lincoln Tower Soda Fountain | 9012 | 116 E. Berry St., Berry St., E., 116, Fort Wayne 46802
[7 empty] | EX200 | ABOVE-FLOOR | Along the west counter under the 3 compartment sink. | Ashland Trap Distribution | 2020-07-16 |  | 4 | gpm |  | in |  | No |  | 4 | Yes | 5 | Yes | 0.25 | No | ([DepOfGrease] + [DepOfSolids]) / ([DepOfGrease] + [DepOfSolids] + [DepOfWater]) | 0.25 | Yes | (([DepOfGrease] + [DepOfSolids]) / ([DepOfGrease] + [DepOfSolids] + [DepOfWater])) * 1.05
|  |  |  | Lincolnshire Place Memory Care | 17467 | 11911 Diebold Rd., Diebold Rd., 11911, Fort Wayne 46825
[7 empty] | EX100 | OUTDOOR | Locate in the front of the building in the grass in front of the handicap parking (on the left side when looking at the front of the bldg) |  | 2016-09-07 |  | 1000 | gal |  | in |  | Yes | Down leg on the effluent side. | 4 | Yes | 5 | Yes | 0.25 | No | ([DepOfGrease] + [DepOfSolids]) / ([DepOfGrease] + [DepOfSolids] + [DepOfWater]) | 0.25 | Yes | (([DepOfGrease] + [DepOfSolids]) / ([DepOfGrease] + [DepOfSolids] + [DepOfWater])) * 1.05
|  |  |  | Lindley Elementary School | 9429 | 2201 Ardmore Ave., Ardmore Ave., 2201, Fort Wayne 46802
[7 empty] | EX600 |  | no grease trap |  |  |  |  | gal |  | in |  | No |  | 4 | Yes | 5 | Yes | 0.25 | No | ([DepOfGrease] + [DepOfSolids]) / ([DepOfGrease] + [DepOfSolids] + [DepOfWater]) | 0.25 | Yes | (([DepOfGrease] + [DepOfSolids]) / ([DepOfGrease] + [DepOfSolids] + [DepOfWater])) * 1.05
|  |  |  | Little Caesar's #1338-19 | 9724 | 3907 E. State Blvd., State Blvd., E., 3907, Fort Wayne 46805
[7 empty] | EX200 | ABOVE-FLOOR | Located left of the 3 compartment sink, above floor, white metal, 20 gpm. | Unknown |  |  | 20 | gpm |  | in | Every 2 Weeks | No |  | 4 | Yes | 5 | Yes | 0.25 | No | ([DepOfGrease] + [DepOfSolids]) / ([DepOfGrease] + [DepOfSolids] + [DepOfWater]) | 0.25 | Yes | (([DepOfGrease] + [DepOfSolids]) / ([DepOfGrease] + [DepOfSolids] + [DepOfWater])) * 1.05
|  |  |  | Little Caesar's #1338-20 | 9032 | 211 E. Rudisill Blvd., Rudisill Blvd., E., 211, Fort Wayne 46806
[7 empty] | EX200 | ABOVE-FLOOR | Located to the left of the 3 compartment sink, above the floor, grey plastic, along east wall. | Unknown |  |  | 20 | gpm |  | in | Weekly | No |  | 4 | Yes | 5 | Yes | 0.25 | No | ([DepOfGrease] + [DepOfSolids]) / ([DepOfGrease] + [DepOfSolids] + [DepOfWater]) | 0.25 | Yes | (([DepOfGrease] + [DepOfSolids]) / ([DepOfGrease] + [DepOfSolids] + [DepOfWater])) * 1.05
|  |  |  | Little Caesar's #1338-22 | 9930 | 5722 Maplecrest Rd., Maplecrest Rd., 5722, Fort Wayne 46835
[7 empty] | EX200 | ABOVE-FLOOR | Located right of the 3 compartment sink, above the floor, grey plastic. | Unknown | 2013-10-19 |  | 35 | gpm |  | in | Every 2 Weeks | No |  | 4 | Yes | 5 | Yes | 0.25 | No | ([DepOfGrease] + [DepOfSolids]) / ([DepOfGrease] + [DepOfSolids] + [DepOfWater]) | 0.25 | Yes | (([DepOfGrease] + [DepOfSolids]) / ([DepOfGrease] + [DepOfSolids] + [DepOfWater])) * 1.05
|  |  |  | Little Caesar's #1338-23 | 6222 | 902 Goshen Ave., Goshen Ave., 902, Fort Wayne 46808
[7 empty] | EX200 | ABOVE-FLOOR | Located in the northwest corner, right of the 3 compartment sink, above the floor. | Unknown |  |  | 20 | gpm |  | in | Every 2 Weeks | No |  | 4 | Yes | 5 | Yes | 0.25 | No | ([DepOfGrease] + [DepOfSolids]) / ([DepOfGrease] + [DepOfSolids] + [DepOfWater]) | 0.25 | Yes | (([DepOfGrease] + [DepOfSolids]) / ([DepOfGrease] + [DepOfSolids] + [DepOfWater])) * 1.05
|  |  |  | Little Caesar's #1338-24 | 17413 | 6417 Bluffton Rd., Bluffton Rd., 6417, Fort Wayne 46809
[7 empty] | EX200 | IN-FLOOR | Located in the floor, right of the 3 compartment sink, black plastic. | Schier Products |  |  | 25 | gpm |  | in | Every 2 Weeks | No |  | 4 | Yes | 5 | Yes | 0.25 | No | ([DepOfGrease] + [DepOfSolids]) / ([DepOfGrease] + [DepOfSolids] + [DepOfWater]) | 0.25 | Yes | (([DepOfGrease] + [DepOfSolids]) / ([DepOfGrease] + [DepOfSolids] + [DepOfWater])) * 1.05
|  |  |  | Little Caesar's #1338-27 | 17498 | 6302 Illinois Rd., Illinois Rd., 6302, Fort Wayne 46804
[7 empty] | EX160 | OUTDOOR | Located on the south side of the building in the Subway Drive-thru | Unknown |  |  | 1000 | gal |  | in | Quarterly | No | replaced 2023 - new photos in other FSE linko file | 4 | Yes | 5 | Yes | 0.25 | No | ([DepOfGrease] + [DepOfSolids]) / ([DepOfGrease] + [DepOfSolids] + [DepOfWater]) | 0.25 | Yes | (([DepOfGrease] + [DepOfSolids]) / ([DepOfGrease] + [DepOfSolids] + [DepOfWater])) * 1.05
|  |  |  | Little Fort Play & Café LLC | 18202 | 1720 Apple Glen Blvd., Fort Wayne 46804
|  |  |  | Little Thinkers School of Early Learning | 17349 | 2306 N. Clinton St., Clinton St., N., 2306, Fort Wayne 46805
[7 empty] | EX200 |  | Inside grease trap located in the floor to the left of the hand sink |  | 2014-12-02 |  | 20 | gpm |  | in |  | Yes |  | 4 | Yes | 5 | Yes | 0.25 | No | ([DepOfGrease] + [DepOfSolids]) / ([DepOfGrease] + [DepOfSolids] + [DepOfWater]) | 0.25 | Yes | (([DepOfGrease] + [DepOfSolids]) / ([DepOfGrease] + [DepOfSolids] + [DepOfWater])) * 1.05
|  |  |  | Loft 102 | 9186 | 1002 N. Coliseum Blvd., Coliseum Blvd., N., 1002, Fort Wayne 46805
[7 empty] | EX200 | ABOVE-FLOOR | To right of three compartment sink along west kitchen wall |  |  |  | 20 | gpm |  | in | Monthly | No |  | 4 | Yes | 5 | Yes | 0.25 | No | ([DepOfGrease] + [DepOfSolids]) / ([DepOfGrease] + [DepOfSolids] + [DepOfWater]) | 0.25 | Yes | (([DepOfGrease] + [DepOfSolids]) / ([DepOfGrease] + [DepOfSolids] + [DepOfWater])) * 1.05
|  |  |  | Logan's Roadhouse | 8150 | 1210 Illinois Rd., Illinois Rd., 1210, Fort Wayne 46804
[7 empty] | EX100 | OUTDOOR | Located in parking stall on west side of building, near back door | Unknown |  |  | 1000 | gal |  | in | Monthly | No | could not see trap properly due to the build up 2.2.23 | 4 | Yes | 5 | Yes | 0.25 | No | ([DepOfGrease] + [DepOfSolids]) / ([DepOfGrease] + [DepOfSolids] + [DepOfWater]) | 0.25 | Yes | (([DepOfGrease] + [DepOfSolids]) / ([DepOfGrease] + [DepOfSolids] + [DepOfWater])) * 1.05
|  |  |  | Logan's Roadhouse | 8203 | 6617 Lima Rd., Lima Rd., 6617, Fort Wayne 46818
[7 empty] | EX100 | OUTDOOR | Located in the pavement behind building, near back door. | Unknown |  |  | 1000 | gal |  | in | Monthly | No | Pumped out by J&S Liquid Waste. | 4 | Yes | 5 | Yes | 0.25 | No | ([DepOfGrease] + [DepOfSolids]) / ([DepOfGrease] + [DepOfSolids] + [DepOfWater]) | 0.25 | Yes | (([DepOfGrease] + [DepOfSolids]) / ([DepOfGrease] + [DepOfSolids] + [DepOfWater])) * 1.05
|  |  |  | Lola's Café | 9521 | 2801 Lwr. Huntington Rd., Lwr. Huntington Rd., 2801, Fort Wayne 46809
[7 empty] | EX200 | ABOVE-FLOOR | Located above the floor to the right of the 3 basin sink, white plastic with multiple baffles. | Unknown | 2014-07-17 |  | 20 | gpm |  | in | Every 2 Weeks | Yes |  | 4 | Yes | 5 | Yes | 0.25 | No | ([DepOfGrease] + [DepOfSolids]) / ([DepOfGrease] + [DepOfSolids] + [DepOfWater]) | 0.25 | Yes | (([DepOfGrease] + [DepOfSolids]) / ([DepOfGrease] + [DepOfSolids] + [DepOfWater])) * 1.05
|  |  |  | Longhorn Steakhouse | 17285 | 5050 Value Dr., Value Dr., 5050, Fort Wayne 46808
[7 empty] | EX100 | OUTDOOR | Located south west of the building in the grass. | Unknown | 2014-05-29 |  | 1500 | gal |  | in | Monthly | No |  | 4 | Yes | 5 | Yes | 0.25 | No | ([DepOfGrease] + [DepOfSolids]) / ([DepOfGrease] + [DepOfSolids] + [DepOfWater]) | 0.25 | Yes | (([DepOfGrease] + [DepOfSolids]) / ([DepOfGrease] + [DepOfSolids] + [DepOfWater])) * 1.05
|  |  |  | Los Cabos Mexican Grill | 10315 | 10812 Coldwater Rd., Coldwater Rd., 10812, Fort Wayne 46845
[7 empty] | EX200 | ABOVE-FLOOR | To left of 3-basin sink. | Canplas |  |  | 20 | gpm |  | in | three times weekly | No |  | 4 | Yes | 5 | Yes | 0.25 | No | ([DepOfGrease] + [DepOfSolids]) / ([DepOfGrease] + [DepOfSolids] + [DepOfWater]) | 0.25 | Yes | (([DepOfGrease] + [DepOfSolids]) / ([DepOfGrease] + [DepOfSolids] + [DepOfWater])) * 1.05
|  |  |  | Los Carnitas | 17755 | 412 E. Pontiac St., Ponitac St., E., 412, Fort Wayne 46803
[7 empty] | EX200 | ABOVE-FLOOR | left of the 3 basin sink | Canplas |  |  | 15 | gpm |  | in | Every 2 Weeks | No |  | 4 | Yes | 5 | Yes | 0.25 | No | ([DepOfGrease] + [DepOfSolids]) / ([DepOfGrease] + [DepOfSolids] + [DepOfWater]) | 0.25 | Yes | (([DepOfGrease] + [DepOfSolids]) / ([DepOfGrease] + [DepOfSolids] + [DepOfWater])) * 1.05
|  |  |  | Los Tacos Paco | 9480 | 2516 E. Pontiac St., Pontiac St., E., 2516, Fort Wayne 46803
[7 empty] | EX200 | ABOVE-FLOOR | Above floor - under the 3 basin sink | Canplas |  |  | 20 | gpm |  | in | Every 2 Weeks | No |  | 4 | Yes | 5 | Yes | 0.25 | No | ([DepOfGrease] + [DepOfSolids]) / ([DepOfGrease] + [DepOfSolids] + [DepOfWater]) | 0.25 | Yes | (([DepOfGrease] + [DepOfSolids]) / ([DepOfGrease] + [DepOfSolids] + [DepOfWater])) * 1.05
|  |  |  | Louisiana Hot Chicken | 0166 | 933 E. Dupont Rd., Dupont Rd., E., 933, Fort Wayne 46825
[7 empty] | EX200 | ABOVE-FLOOR | Located on the east wall of the kitchen near the entrance of the kitchen. Right of the 3 compartment sink and left of the hand sink. | Schier Products |  |  | 20 | gpm |  | in | Every 2 Weeks | No |  | 4 | Yes | 5 | Yes | 0.25 | No | ([DepOfGrease] + [DepOfSolids]) / ([DepOfGrease] + [DepOfSolids] + [DepOfWater]) | 0.25 | Yes | (([DepOfGrease] + [DepOfSolids]) / ([DepOfGrease] + [DepOfSolids] + [DepOfWater])) * 1.05
[7 empty] | EX800 | ABOVE-FLOOR | In cupboards beneath 3 basin sink and hand sink |  |  |  | 20 | gpm |  | in | Weekly | No | This was removed and replaced with a new one by the new owner. | 4 | Yes | 5 | Yes | 0.25 | No | ([DepOfGrease] + [DepOfSolids]) / ([DepOfGrease] + [DepOfSolids] + [DepOfWater]) | 0.25 | Yes | (([DepOfGrease] + [DepOfSolids]) / ([DepOfGrease] + [DepOfSolids] + [DepOfWater])) * 1.05
|  |  |  | Loves | 17836 | 3443 Maumee St, Angola 46703
|  |  |  | Loving Café | 10195 | 7605 Coldwater Rd. Ste. A, Coldwater Rd., 7605, Fort Wayne 46825
[7 empty] | 001 | ABOVE-FLOOR | Plastic above floor grease trap | Unknown | [5 empty] | in | Every 2 Weeks | No |  | 4 | Yes | 5 | Yes | 0.25 | No | ([DepOfGrease] + [DepOfSolids]) / ([DepOfGrease] + [DepOfSolids] + [DepOfWater]) | 0.25 | Yes | (([DepOfGrease] + [DepOfSolids]) / ([DepOfGrease] + [DepOfSolids] + [DepOfWater])) * 1.05
|  |  |  | Lu Garden | 18079 | 7925 Camden Lane, New Haven 46774
|  |  |  | Lucille's BBQ | 17412 | 9011 Lima Rd., Fort Wayne 46818
[7 empty] | EX100 | OUTDOOR | Behind building |  |  |  | 1000 | gal |  | in | Monthly | No |  | 4 | Yes | 5 | Yes | 0.25 | No | ([DepOfGrease] + [DepOfSolids]) / ([DepOfGrease] + [DepOfSolids] + [DepOfWater]) | 0.25 | Yes | (([DepOfGrease] + [DepOfSolids]) / ([DepOfGrease] + [DepOfSolids] + [DepOfWater])) * 1.05
|  |  |  | Lunchbox Café II Inc. | 10234 | 8814 Coldwater Rd., Coldwater Rd., 8814, Fort Wayne 46825
[7 empty] | EX200 | ABOVE-FLOOR | L of 3 basin sink |  |  |  | 20 | gpm |  | in | Weekly | No |  | 4 | Yes | 5 | Yes | 0.25 | No | ([DepOfGrease] + [DepOfSolids]) / ([DepOfGrease] + [DepOfSolids] + [DepOfWater]) | 0.25 | Yes | (([DepOfGrease] + [DepOfSolids]) / ([DepOfGrease] + [DepOfSolids] + [DepOfWater])) * 1.05
|  |  |  | Lunz Reception Hall | 9630 | 3333 Freeman St., Freeman St., 3333, Fort Wayne 46802
[7 empty] | EX200 | ABOVE-FLOOR | Located underneath 3-compartment sink. | BK Resources | 2020-10-16 |  | 14 | gpm |  | in | Every 2 Weeks | Yes |  | 4 | Yes | 5 | Yes | 0.25 | No | ([DepOfGrease] + [DepOfSolids]) / ([DepOfGrease] + [DepOfSolids] + [DepOfWater]) | 0.25 | Yes | (([DepOfGrease] + [DepOfSolids]) / ([DepOfGrease] + [DepOfSolids] + [DepOfWater])) * 1.05
|  |  |  | Lutheran Health Network | 18197 | 6515 Stellhorn Rd., Fort Wayne 46815
|  |  |  | Lutheran Hospital | 10207 | 7950 W. Jefferson Blvd., Jefferson Blvd., W., 7950, Fort Wayne 46804
[7 empty] | EX100 | OUTDOOR |  |  |  |  | 1000 | gal |  | in |  | No |  | 4 | Yes | 5 | Yes | 0.25 | No | ([DepOfGrease] + [DepOfSolids]) / ([DepOfGrease] + [DepOfSolids] + [DepOfWater]) | 0.25 | Yes | (([DepOfGrease] + [DepOfSolids]) / ([DepOfGrease] + [DepOfSolids] + [DepOfWater])) * 1.05
|  |  |  | Lutheran Hospital | 17955 | 702 Van Buren St., Fort Wayne 46802
[7 empty] | EX100 | OUTDOOR | SE of building in loading dock entrance drive. | Unknown | 2021-09-21 |  | 2000 | gal |  | in | Quarterly | No |  | 4 | Yes | 5 | Yes | 0.25 | No | ([DepOfGrease] + [DepOfSolids]) / ([DepOfGrease] + [DepOfSolids] + [DepOfWater]) | 0.25 | Yes | (([DepOfGrease] + [DepOfSolids]) / ([DepOfGrease] + [DepOfSolids] + [DepOfWater])) * 1.05
[7 empty] | EX150 |  | Under pre wash sink in dish room after garbage disposal | [6 empty] | in | Daily | No |  | 4 | Yes | 5 | Yes | 0.25 | No | ([DepOfGrease] + [DepOfSolids]) / ([DepOfGrease] + [DepOfSolids] + [DepOfWater]) | 0.25 | Yes | (([DepOfGrease] + [DepOfSolids]) / ([DepOfGrease] + [DepOfSolids] + [DepOfWater])) * 1.05
[7 empty] | EX150 |  | under pre-wash sink in kitchen after garbage disposal. | [6 empty] | in |  | No |  | 4 | Yes | 5 | Yes | 0.25 | No | ([DepOfGrease] + [DepOfSolids]) / ([DepOfGrease] + [DepOfSolids] + [DepOfWater]) | 0.25 | Yes | (([DepOfGrease] + [DepOfSolids]) / ([DepOfGrease] + [DepOfSolids] + [DepOfWater])) * 1.05
|  |  |  | Lutheran Life Villages | 10120 | 6701 S. Anthony Blvd., Anthony Blvd., S., 6701, Fort Wayne 46816
|  |  |  | Lutheran Life Villages | 17404 | 9802 Coldwater Rd., Fort Wayne 46825
|  |  |  | Lutheran Life Villages | 17581 | 8075 Glencarin Blvd., Glencarin Blvd., 8075, Fort Wayne 46804
[7 empty] | EX100 | OUTDOOR |  |  |  |  | 1000 | gal |  | in |  | No |  | 4 | Yes | 5 | Yes | 0.25 | No | ([DepOfGrease] + [DepOfSolids]) / ([DepOfGrease] + [DepOfSolids] + [DepOfWater]) | 0.25 | Yes | (([DepOfGrease] + [DepOfSolids]) / ([DepOfGrease] + [DepOfSolids] + [DepOfWater])) * 1.05
|  |  |  | Lutheran Life Villages/Village of Pine Valley | 17722 | 11430 Coldwater Rd, Coldwater Rd., 11430, Fort Wayne 46845
[7 empty] | EX100 | OUTDOOR | located N of building, W of kitchen - in grass between building and patio |  | 2019-06-01 |  | 1000 | gal |  | in | Quarterly | No |  | 4 | Yes | 5 | Yes | 0.25 | No | ([DepOfGrease] + [DepOfSolids]) / ([DepOfGrease] + [DepOfSolids] + [DepOfWater]) | 0.25 | Yes | (([DepOfGrease] + [DepOfSolids]) / ([DepOfGrease] + [DepOfSolids] + [DepOfWater])) * 1.05
[7 empty] | EX150 | ABOVE-FLOOR | Located left of the prewash sink. | Canplas | 2020-02-04 |  |  | gal |  | in |  | Yes | Pictures emailed, not personally inspected. | 4 | Yes | 5 | Yes | 0.25 | No | ([DepOfGrease] + [DepOfSolids]) / ([DepOfGrease] + [DepOfSolids] + [DepOfWater]) | 0.25 | Yes | (([DepOfGrease] + [DepOfSolids]) / ([DepOfGrease] + [DepOfSolids] + [DepOfWater])) * 1.05
|  |  |  | Lutheran Rehabilitation Hospital | 1194 | 7970 W. Jefferson Blvd., Jefferson Blvd., W., 7970, Fort Wayne 46803
|  |  |  | Lutheran Social Services of Indiana | 9065 | 333 W. Lewis St., Lewis St., W., 333, Fort Wayne 46802
|  |  |  | Lux Cleaners | 9915 | 5618 W. Jefferson Blvd., Jefferson Blvd., W., 5618, Fort Wayne 46804
|  |  |  | Lux Salon | 9079 | 414 E. Dupont Rd., Dupont Rd., E., 414, Fort Wayne 46825
|  |  |  | M Mart LLC | 18141 | 5515 Coldwater Rd. Ste. C, Fort Wayne 46825
[7 empty] | EX200 | IN-FLOOR | Back area by 3 basin | Schier Products | 2023-04-13 |  | 20 | gpm |  | in |  | No |  | 4 | Yes | 5 | Yes | 0.25 | No | ([DepOfGrease] + [DepOfSolids]) / ([DepOfGrease] + [DepOfSolids] + [DepOfWater]) | 0.25 | Yes | (([DepOfGrease] + [DepOfSolids]) / ([DepOfGrease] + [DepOfSolids] + [DepOfWater])) * 1.05
|  |  |  | M. Vince Nail Spa | 17861 | 4220 W. Jefferson Blvd. Ste. O-12, Jefferson Blvd., W., 4220 Ste. O-12, Fort Wayne 46803
[7 empty] | EX200 | IN-FLOOR | Located under the 3 basin sink at the front bar | Schier Products | 2020-06-01 |  | 20 | gpm |  | in |  | No |  | 4 | Yes | 5 | Yes | 0.25 | No | ([DepOfGrease] + [DepOfSolids]) / ([DepOfGrease] + [DepOfSolids] + [DepOfWater]) | 0.25 | Yes | (([DepOfGrease] + [DepOfSolids]) / ([DepOfGrease] + [DepOfSolids] + [DepOfWater])) * 1.05
|  |  |  | Ma Hnin Restaurant | 9507 | 2701 S. Calhoun St., Calhoun St., S., 2701, Fort Wayne 46807
[7 empty] | EX200 | ABOVE-FLOOR | Located on the west wall of the kitchen. Located under the left side of the 3 compartment sink. | Unknown |  |  | 20 | gpm |  | in | Every 2 Weeks | No |  | 4 | Yes | 5 | Yes | 0.25 | No | ([DepOfGrease] + [DepOfSolids]) / ([DepOfGrease] + [DepOfSolids] + [DepOfWater]) | 0.25 | Yes | (([DepOfGrease] + [DepOfSolids]) / ([DepOfGrease] + [DepOfSolids] + [DepOfWater])) * 1.05
|  |  |  | Mac Food Mart Ridis #22 | 10286 | 10317 Bluffton Rd., Bluffton Rd., 10317, Fort Wayne 46809
[7 empty] | EX100 | OUTDOOR | Located on east side of building in landscaping near back door, one access manhole |  |  |  | 1000 | gal |  | in | Quarterly | No |  | 4 | Yes | 5 | Yes | 0.25 | No | ([DepOfGrease] + [DepOfSolids]) / ([DepOfGrease] + [DepOfSolids] + [DepOfWater]) | 0.25 | Yes | (([DepOfGrease] + [DepOfSolids]) / ([DepOfGrease] + [DepOfSolids] + [DepOfWater])) * 1.05
|  |  |  | Mac Food Mart Royville | 10339 | 12635 Coldwater Rd., Coldwater Rd., 12635, Fort Wayne 46845
[7 empty] | EX100 | OUTDOOR | Located behind the building. In place of the previous grease trap/septic tank. |  | 2020-08-27 |  | 1000 | gal |  | in |  | No | This was installed to replace the previous septic tank (EX098). | 4 | Yes | 5 | Yes | 0.25 | No | ([DepOfGrease] + [DepOfSolids]) / ([DepOfGrease] + [DepOfSolids] + [DepOfWater]) | 0.25 | Yes | (([DepOfGrease] + [DepOfSolids]) / ([DepOfGrease] + [DepOfSolids] + [DepOfWater])) * 1.05
[7 empty] | EX500 | OUTDOOR | located W of building in grass. | Unknown |  | 2020-08-26 | 1000 | gal |  | in |  | No | Installed a standard manhole cover on the grease interceptor on 7/21/2020. Cement rings were not removed and there was no standard CMH installed at 6.17.2020 inspection event. | 4 | Yes | 5 | Yes | 0.25 | No | ([DepOfGrease] + [DepOfSolids]) / ([DepOfGrease] + [DepOfSolids] + [DepOfWater]) | 0.25 | Yes | (([DepOfGrease] + [DepOfSolids]) / ([DepOfGrease] + [DepOfSolids] + [DepOfWater])) * 1.05
|  |  |  | Mac Mart | 17398 | 4136 W. Washington Center Rd, Fort Wayne 46818
[7 empty] | EX200 | ABOVE-FLOOR | next to the three basin sink |  |  |  | 20 | gpm |  | in |  | No |  | 4 | Yes | 5 | Yes | 0.25 | No | ([DepOfGrease] + [DepOfSolids]) / ([DepOfGrease] + [DepOfSolids] + [DepOfWater]) | 0.25 | Yes | (([DepOfGrease] + [DepOfSolids]) / ([DepOfGrease] + [DepOfSolids] + [DepOfWater])) * 1.05
|  |  |  | MacAllister Rental Store | 17642 | 2808 W. Coliseum Blvd., Coliseum Blvd., W., 2808, Fort Wayne 46803
[7 empty] | EX311 |  | Oil/Separator located inside washbay building in northeast corner. |  |  |  | 50 | gpm |  | in |  | No |  | 4 | Yes | 5 | Yes | 0.25 | No | ([DepOfGrease] + [DepOfSolids]) / ([DepOfGrease] + [DepOfSolids] + [DepOfWater]) | 0.25 | Yes | (([DepOfGrease] + [DepOfSolids]) / ([DepOfGrease] + [DepOfSolids] + [DepOfWater])) * 1.05
|  |  |  | Mad Anthony Brewing Company | 9219 | 1109 Taylor St., Taylor St., 1109, Fort Wayne 46802
|  |  |  | Mad Anthony Brewing Company | 9398 | 2002 Broadway, Broadway., 2002, Fort Wayne 46802
[7 empty] | EX200 | ABOVE-FLOOR | Located in the basement, above the floor, black plastic, Schier Products, 50 gpm. | Schier Products | 2018-03-04 |  | 50 | gpm |  | in | Monthly | Yes | The 3 compartment sink and prewash sink are both plumbed to this grease interceptor. | 4 | Yes | 5 | Yes | 0.25 | No | ([DepOfGrease] + [DepOfSolids]) / ([DepOfGrease] + [DepOfSolids] + [DepOfWater]) | 0.25 | Yes | (([DepOfGrease] + [DepOfSolids]) / ([DepOfGrease] + [DepOfSolids] + [DepOfWater])) * 1.05
[7 empty] | EX201 | ABOVE-FLOOR | Located under the bar, above the floor, black plastic, Schier Products, 25 gpm capacity. | Schier Products | 2018-03-04 |  | 25 | gpm |  | in | Monthly | Yes | 4 compartment sink behind the bar is the only fixture plumbed to this grease interceptor. | 4 | Yes | 5 | Yes | 0.25 | No | ([DepOfGrease] + [DepOfSolids]) / ([DepOfGrease] + [DepOfSolids] + [DepOfWater]) | 0.25 | Yes | (([DepOfGrease] + [DepOfSolids]) / ([DepOfGrease] + [DepOfSolids] + [DepOfWater])) * 1.05
|  |  |  | Magadoo Asian Grocery | 17320 | 5945 N. Clinton St., Fort Wayne 46825
[7 empty] | EX600 |  | Non |  |  |  |  | gal |  | in |  | No | Are not required to have one because they are just washing vegetables | 4 | Yes | 5 | Yes | 0.25 | No | ([DepOfGrease] + [DepOfSolids]) / ([DepOfGrease] + [DepOfSolids] + [DepOfWater]) | 0.25 | Yes | (([DepOfGrease] + [DepOfSolids]) / ([DepOfGrease] + [DepOfSolids] + [DepOfWater])) * 1.05
|  |  |  | Magnuson Hotel Fort Wayne North | 866 | 522 E. Coliseum Blvd., Coliseum Blvd., E., 522, Fort Wayne 46805
[7 empty] | EX200 | ABOVE-FLOOR | Located under 3-basin sink. | Unknown | 2021-07-19 |  | 4 | gpm |  | in | Every 2 Weeks | Yes |  | 4 | Yes | 5 | Yes | 0.25 | No | ([DepOfGrease] + [DepOfSolids]) / ([DepOfGrease] + [DepOfSolids] + [DepOfWater]) | 0.25 | Yes | (([DepOfGrease] + [DepOfSolids]) / ([DepOfGrease] + [DepOfSolids] + [DepOfWater])) * 1.05
|  |  |  | Mahoney Environmental | 17972 | 3014 Front St, Toledo 43605
|  |  |  | Majestic Care | 10014 | 6050 S 800 E 92, S 800 E 92, 6050, Fort Wayne 46814
[7 empty] | EX100 | OUTDOOR |  |  |  |  | 1000 | gal |  | in |  | No |  | 4 | Yes | 5 | Yes | 0.25 | No | ([DepOfGrease] + [DepOfSolids]) / ([DepOfGrease] + [DepOfSolids] + [DepOfWater]) | 0.25 | Yes | (([DepOfGrease] + [DepOfSolids]) / ([DepOfGrease] + [DepOfSolids] + [DepOfWater])) * 1.05
|  |  |  | Majestic Care | 9922 | 5700 Wilkie Dr., Wilkie Dr., 5700, Fort Wayne 46804
[7 empty] | EX150 |  | after garbage disposal on pre-wash | Zurn | 2022-12-28 |  |  |  |  | in | Daily | Yes |  | 4 | Yes | 5 | Yes | 0.25 | No | ([DepOfGrease] + [DepOfSolids]) / ([DepOfGrease] + [DepOfSolids] + [DepOfWater]) | 0.25 | Yes | (([DepOfGrease] + [DepOfSolids]) / ([DepOfGrease] + [DepOfSolids] + [DepOfWater])) * 1.05
[7 empty] | EX200 | IN-FLOOR | located under the 3-basin sink | Schier Products |  |  | 15 | gpm |  | in |  | No |  | 4 | Yes | 5 | Yes | 0.25 | No | ([DepOfGrease] + [DepOfSolids]) / ([DepOfGrease] + [DepOfSolids] + [DepOfWater]) | 0.25 | Yes | (([DepOfGrease] + [DepOfSolids]) / ([DepOfGrease] + [DepOfSolids] + [DepOfWater])) * 1.05
|  |  |  | Majestic Care Fort Wayne | 10187 | 7519 Winchester Rd., Winchester Rd., 7519, Fort Wayne 46819
|  |  |  | Mama Mia Pizza | 6546 | 6656 St. Joe Rd. Ste. A, St. Joe Rd., 6656, Fort Wayne 46835
[7 empty] | EX200 | ABOVE-FLOOR | Located to the right of the 3 basin sink | Unknown |  |  | 25 | gal |  | in | Every 2 Weeks | No | Estimate on trap size did not get a manufacturer | 4 | Yes | 5 | Yes | 0.25 | No | ([DepOfGrease] + [DepOfSolids]) / ([DepOfGrease] + [DepOfSolids] + [DepOfWater]) | 0.25 | Yes | (([DepOfGrease] + [DepOfSolids]) / ([DepOfGrease] + [DepOfSolids] + [DepOfWater])) * 1.05
|  |  |  | Mambo Room | 3750 | 2701 W. Jefferson Blvd., Jefferson Blvd., W., 2701, Fort Wayne 46802
[7 empty] | EX200 | ABOVE-FLOOR | Located above the floor to the left of the 3 basin sink, white fiberglass. | Unknown |  |  | 25 | gpm |  | in | Every 2 Weeks | No | 5/5/2021 grease trap 3"+ solid grease throughout trap | 4 | Yes | 5 | Yes | 0.25 | No | ([DepOfGrease] + [DepOfSolids]) / ([DepOfGrease] + [DepOfSolids] + [DepOfWater]) | 0.25 | Yes | (([DepOfGrease] + [DepOfSolids]) / ([DepOfGrease] + [DepOfSolids] + [DepOfWater])) * 1.05
|  |  |  | Manchester University Fort Wayne | 18119 | 10627 Diebold Rd., Fort Wayne 46845
[7 empty] | EX200 | IN-FLOOR | In Mechanical Room | Schier Products | 2024-01-23 |  | 25 | gpm |  | in |  | No |  | 4 | Yes | 5 | Yes | 0.25 | No | ([DepOfGrease] + [DepOfSolids]) / ([DepOfGrease] + [DepOfSolids] + [DepOfWater]) | 0.25 | Yes | (([DepOfGrease] + [DepOfSolids]) / ([DepOfGrease] + [DepOfSolids] + [DepOfWater])) * 1.05
|  |  |  | Mancino's Grinders and Pizza | 9203 | 1025 W. Coliseum Blvd., Coliseum Blvd., W., 1025, Fort Wayne 46808
[7 empty] | EX200 | ABOVE-FLOOR | Above the floor beneath the 3 basin sink |  |  |  | 7 | gpm |  | in | Quarterly | Yes |  | 4 | Yes | 5 | Yes | 0.25 | No | ([DepOfGrease] + [DepOfSolids]) / ([DepOfGrease] + [DepOfSolids] + [DepOfWater]) | 0.25 | Yes | (([DepOfGrease] + [DepOfSolids]) / ([DepOfGrease] + [DepOfSolids] + [DepOfWater])) * 1.05
|  |  |  | Manna International Market | 18060 | 1005 E. Coliseum Blvd., Fort Wayne 46805
[7 empty] | EX200 | ABOVE-FLOOR | Right of 3Basin sink in back kitchen | Zurn | 2022-10-06 |  | 20 | gpm |  | in |  | No |  | 4 | Yes | 5 | Yes | 0.25 | No | ([DepOfGrease] + [DepOfSolids]) / ([DepOfGrease] + [DepOfSolids] + [DepOfWater]) | 0.25 | Yes | (([DepOfGrease] + [DepOfSolids]) / ([DepOfGrease] + [DepOfSolids] + [DepOfWater])) * 1.05
|  |  |  | Maple Creek Middle School | 9086 | 425 Union Chapel Rd., Union Chapel Rd., 425, Fort Wayne 46845
|  |  |  | Maple Heights Lutheran Behavioral Health Hospital | 18089 | 3955 W. Washington Ctr. Rd., Fort Wayne 46818
[7 empty] | EX100 | OUTDOOR | NE corner of Building Behind Privacy Wall |  | 2022-10-17 |  | 1000 | gal |  | in |  | No |  | 4 | Yes | 5 | Yes | 0.25 | No | ([DepOfGrease] + [DepOfSolids]) / ([DepOfGrease] + [DepOfSolids] + [DepOfWater]) | 0.25 | Yes | (([DepOfGrease] + [DepOfSolids]) / ([DepOfGrease] + [DepOfSolids] + [DepOfWater])) * 1.05
[7 empty] | EX150 |  | Located in the janitors closet | Smith | 2022-12-01 |  |  |  |  | in | Weekly | No |  | 4 | Yes | 5 | Yes | 0.25 | No | ([DepOfGrease] + [DepOfSolids]) / ([DepOfGrease] + [DepOfSolids] + [DepOfWater]) | 0.25 | Yes | (([DepOfGrease] + [DepOfSolids]) / ([DepOfGrease] + [DepOfSolids] + [DepOfWater])) * 1.05
|  |  |  | Maple Leaf Farms | 17993 | 9166 N 200 E, Milford 46542
|  |  |  | Maple Seed Farms | 9003 | 101 W. Dupont Rd., Dupont Rd., W., 101, Fort Wayne 46825
|  |  |  | Maples Inn Inc. | 10217 | 8225 Franke Rd., Franke Rd., 8225, Fort Wayne 46816
|  |  |  | Maplewood Elementary School | 9424 | 2200 Maplewood Rd., Maplewoord Dr., 2200, Fort Wayne 46809
[7 empty] | EX600 |  | no grease trap |  |  |  |  | gal |  | in |  | No |  | 4 | Yes | 5 | Yes | 0.25 | No | ([DepOfGrease] + [DepOfSolids]) / ([DepOfGrease] + [DepOfSolids] + [DepOfWater]) | 0.25 | Yes | (([DepOfGrease] + [DepOfSolids]) / ([DepOfGrease] + [DepOfSolids] + [DepOfWater])) * 1.05
|  |  |  | Maplewood Mennonite Church | 9742 | 4129 Maplecrest Rd., Maplecrest Rd., 4129, Fort Wayne 46815
|  |  |  | Marathon BKD Clinton | 9975 | 5910 N. Clinton St., Clinton St., N., 5910, Fort Wayne 46825
|  |  |  | Marathon Broadway Pointe | 9485 | 2531 Broadway St., Broadway St., 2531, Fort Wayne 46807
|  |  |  | Marathon Coliseum | 9597 | 3208 E. Coliseum Blvd., Coliseum Blvd., E., 3208, Fort Wayne 46805
|  |  |  | Marathon Cresent Corners Express | 9242 | 1202 E. State Blvd., State Blvd., E., 1202, Fort Wayne 46805
|  |  |  | Marathon Gas Station | 10188 | 7525 Coldwater Rd., Coldwater Rd., 7525, Fort Wayne 46825
|  |  |  | Marathon Gas Station | 10189 | 7535 S.R. 930 W., Fort Wayne 46803
[7 empty] | EX260 | IN-FLOOR | Located in the floor under the 3 basin sink | . | 2016-04-01 |  | 25 | gpm |  | in |  | No |  | 4 | Yes | 5 | Yes | 0.25 | No | ([DepOfGrease] + [DepOfSolids]) / ([DepOfGrease] + [DepOfSolids] + [DepOfWater]) | 0.25 | Yes | (([DepOfGrease] + [DepOfSolids]) / ([DepOfGrease] + [DepOfSolids] + [DepOfWater])) * 1.05
|  |  |  | Marathon Gas Station | 10227 | 8717 US Hwy 24 W., US Hwy 24 W., 8717, Fort Wayne 46804
|  |  |  | Marathon Gas Station | 10317 | 10847 Isabelle Dr., Isabelle Dr., 10847, New Haven 46774
|  |  |  | Marathon Gas Station | 9108 | 510 Lwr. Huntington Rd., Lwr. Huntington Rd., 510, Fort Wayne 46819
[7 empty] | EX200 | IN-FLOOR | In floor behind serving counter |  |  |  | 20 | gpm |  | in |  | No |  | 4 | Yes | 5 | Yes | 0.25 | No | ([DepOfGrease] + [DepOfSolids]) / ([DepOfGrease] + [DepOfSolids] + [DepOfWater]) | 0.25 | Yes | (([DepOfGrease] + [DepOfSolids]) / ([DepOfGrease] + [DepOfSolids] + [DepOfWater])) * 1.05
|  |  |  | Marathon Gas Station | 9509 | 2702 S. Clinton St., Clinton St., S., 2702, Fort Wayne 46807
[7 empty] | EX600 | [6 empty] | gal |  | in |  | No |  | 4 | Yes | 5 | Yes | 0.25 | No | ([DepOfGrease] + [DepOfSolids]) / ([DepOfGrease] + [DepOfSolids] + [DepOfWater]) | 0.25 | Yes | (([DepOfGrease] + [DepOfSolids]) / ([DepOfGrease] + [DepOfSolids] + [DepOfWater])) * 1.05
|  |  |  | Marathon Gas Station & Convenience Store | 0565 | 2410 Calhoun St., Calhoun St., 2410, Fort Wayne 46807
[7 empty] | EX200 | IN-FLOOR | Located in kitchen floor under 3-basin sink | Unknown |  |  |  | gal |  | in |  | No |  | 4 | Yes | 5 | Yes | 0.25 | No | ([DepOfGrease] + [DepOfSolids]) / ([DepOfGrease] + [DepOfSolids] + [DepOfWater]) | 0.25 | Yes | (([DepOfGrease] + [DepOfSolids]) / ([DepOfGrease] + [DepOfSolids] + [DepOfWater])) * 1.05
|  |  |  | Marathon gas station (east tenant space) | 18483 | 4619 Bass Rd., Fort Wayne 46808
[7 empty] | EX100 | OUTDOOR | East most manholes south of the bldg. |  | 2026-03-11 |  | 1000 | gal |  | in |  | Yes |  | 4 | Yes | 5 | Yes | 0.25 | No | ([DepOfGrease] + [DepOfSolids]) / ([DepOfGrease] + [DepOfSolids] + [DepOfWater]) | 0.25 | Yes | (([DepOfGrease] + [DepOfSolids]) / ([DepOfGrease] + [DepOfSolids] + [DepOfWater])) * 1.05
|  |  |  | Marathon gas station (west tenant space) | 18482 | 4619 Bass Rd., Fort Wayne 46808
[7 empty] | EX100 | OUTDOOR | West most set of manholes south of the bldg. |  | 2026-03-11 |  | 1000 | gal |  | in |  | Yes |  | 4 | Yes | 5 | Yes | 0.25 | No | ([DepOfGrease] + [DepOfSolids]) / ([DepOfGrease] + [DepOfSolids] + [DepOfWater]) | 0.25 | Yes | (([DepOfGrease] + [DepOfSolids]) / ([DepOfGrease] + [DepOfSolids] + [DepOfWater])) * 1.05
|  |  |  | Marathon Labels, Inc. | 18125 | 3820 Merchant Rd., Merchant Rd., 3820, Fort Wayne 46818
[7 empty] | EX311 |  | Sand/Oil Separator - Located eastside of the building |  |  |  | 100 | gal |  | in |  | No |  | 4 | Yes | 5 | Yes | 0.25 | No | ([DepOfGrease] + [DepOfSolids]) / ([DepOfGrease] + [DepOfSolids] + [DepOfWater]) | 0.25 | Yes | (([DepOfGrease] + [DepOfSolids]) / ([DepOfGrease] + [DepOfSolids] + [DepOfWater])) * 1.05
|  |  |  | Marathon Lafayette Point | 9790 | 4226 Lafayette St., Lafayette St., 4226, Fort Wayne 46806
|  |  |  | Marathon Maplecrest | 10049 | 6303 Stellhorn Rd., Stellhorn Rd., 6303, Fort Wayne 46815
|  |  |  | Marathon McMillan Express | 9661 | 3505 Wayne Trace, Wayne Trace, 3505, Fort Wayne 46806
[7 empty] | EX100 | OUTDOOR | Located next to East side of facility | Unknown |  |  | 1000 | gal |  | in |  | No |  | 4 | Yes | 5 | Yes | 0.25 | No | ([DepOfGrease] + [DepOfSolids]) / ([DepOfGrease] + [DepOfSolids] + [DepOfWater]) | 0.25 | Yes | (([DepOfGrease] + [DepOfSolids]) / ([DepOfGrease] + [DepOfSolids] + [DepOfWater])) * 1.05
|  |  |  | Marathon Oxford Gasway | 9659 | 3502 S. Hanna St., Hanna St., S., 3502, Fort Wayne 46806
|  |  |  | Marathon Phil's C Store 1 | 9671 | 3540 St. Joe Ctr. Rd., St. Joe Ctr. Rd., 3540, Fort Wayne 46835
|  |  |  | Marathon Phil's C-Store | 9371 | 1810 W. Coliseum Blvd., Coliseum Blvd., W., 1810, Fort Wayne 46808
|  |  |  | Marathon Phil's Northway Deli | 10289 | 10330 Leo Rd., Leo Rd., 10330, Fort Wayne 46845
|  |  |  | Marathon Phil's One Stop | 9752 | 4151 Goshen Rd., Goshen Rd., 4151, Fort Wayne 46818
|  |  |  | Marathon Phil's One Stop 7 | 9006 | 102 Fernhill Ave., Fernhill Ave., 102, Fort Wayne 46805
|  |  |  | Marathon United | 9396 | 2001 Brooklyn Ave., Brooklyn Ave., 2001, Fort Wayne 46802
|  |  |  | Marco's Pizza | 10295 | 10349 Illinois Rd., Illinois Rd., 10349, Fort Wayne 46814
|  |  |  | Marco's Pizza #1055 | 6263 | 1612 St. Joe Ctr. Rd., St. Joe Ctr. Rd., 1612, Fort Wayne 46825
[7 empty] | EX201 | ABOVE-FLOOR | Right of 3-basin sink | Ashland Trap Distribution |  |  | 25 | gpm |  | in |  | No |  | 4 | Yes | 5 | Yes | 0.25 | No | ([DepOfGrease] + [DepOfSolids]) / ([DepOfGrease] + [DepOfSolids] + [DepOfWater]) | 0.25 | Yes | (([DepOfGrease] + [DepOfSolids]) / ([DepOfGrease] + [DepOfSolids] + [DepOfWater])) * 1.05
[7 empty] | EX800 | ABOVE-FLOOR | Located right of the 3 compartment sink, above the floor, grey metal. | Unknown |  |  | 20 | gpm |  | in | Every 2 Weeks | No |  | 4 | Yes | 5 | Yes | 0.25 | No | ([DepOfGrease] + [DepOfSolids]) / ([DepOfGrease] + [DepOfSolids] + [DepOfWater]) | 0.25 | Yes | (([DepOfGrease] + [DepOfSolids]) / ([DepOfGrease] + [DepOfSolids] + [DepOfWater])) * 1.05
|  |  |  | Mark's City Market | 9901 | 5501 S. Anthony Blvd., Anthony Blvd., S., 5501, Fort Wayne 46806
|  |  |  | Marquee (CUGC) | 17962 | 123 W. Columbia St., Fort Wayne 46802
[7 empty] | EX100 | OUTDOOR | SW corner of building near mechanical room. | Unknown | 2021-11-08 |  | 1000 | gal |  | in | Quarterly | No |  | 4 | Yes | 5 | Yes | 0.25 | No | ([DepOfGrease] + [DepOfSolids]) / ([DepOfGrease] + [DepOfSolids] + [DepOfWater]) | 0.25 | Yes | (([DepOfGrease] + [DepOfSolids]) / ([DepOfGrease] + [DepOfSolids] + [DepOfWater])) * 1.05
|  |  |  | Masonic Temple | 9035 | 216 E. Washington Blvd., Washington Blvd., E., 216, Fort Wayne 46802
|  |  |  | Masters Hand BBQ | 9751 | 2753 Freeman St., Freeman St., 2753, Fort Wayne 46804
[7 empty] | EX200 | ABOVE-FLOOR | Under 3 basin sink | Unknown |  |  | 10 | gpm |  | in |  | No |  | 4 | Yes | 5 | Yes | 0.25 | No | ([DepOfGrease] + [DepOfSolids]) / ([DepOfGrease] + [DepOfSolids] + [DepOfWater]) | 0.25 | Yes | (([DepOfGrease] + [DepOfSolids]) / ([DepOfGrease] + [DepOfSolids] + [DepOfWater])) * 1.05
|  |  |  | Maysville Marathon | 10249 | 9501 Maysville Rd., Maysville Rd., 9501, Fort Wayne 46815
|  |  |  | Mazda Dealership | 17336 | 4200 Illinois Rd., Illinois Rd., 4200, Fort Wayne 46804
|  |  |  | MB - Always Prepared LLC | 17710 | PO Box 81, Keystone 46759
[7 empty] | EX600 |  | Food truck; 1025 W Rudisill Blvd used as commissary |  |  |  |  | gal |  | in |  | No |  | 4 | Yes | 5 | Yes | 0.25 | No | ([DepOfGrease] + [DepOfSolids]) / ([DepOfGrease] + [DepOfSolids] + [DepOfWater]) | 0.25 | Yes | (([DepOfGrease] + [DepOfSolids]) / ([DepOfGrease] + [DepOfSolids] + [DepOfWater])) * 1.05
|  |  |  | MB - B and B Charcuterie | 18099 | 1010 N. Coliseum Blvd., Fort Wayne 46805
|  |  |  | MB - Chillin with Champions | 1095 | 2626 Kenwood Ave, Fort Wayne 46825
|  |  |  | MB - Chimney Cakes | 17914 | 14071 Hilders Court, Fort Wayne 46845
|  |  |  | MB - CLOSED | 17990 | 1025 W. Rudisill Blvd, Fort Wayne 46807
|  |  |  | MB - Hramaki Sushi | 18311 | 920 Woodland Springs Place, Fort Wayne 46825
|  |  |  | MB - J2 BBQ LLC | 17998 | 3211 Stellhorn Rd, Fort Wayne 46803
|  |  |  | MB - Mr. Koffee Cakes | 17718 | 1025 W. Rudisill Blvd., Rudisill Blvd., W., 1025, Fort Wayne 46807
|  |  |  | MB - Noodle House LLC | 17994 | 10728 N. Westlakes Dr., Fort Wayne 46804
|  |  |  | MB - Nutri Packs | 18355 | 2700 Lower Huntington Rd, Fort Wayne 46809
|  |  |  | MB - Reis & Irvy's Yogurt #1 | 17626 | 3801 W. Ferguson Rd., Fort Wayne 46803
|  |  |  | MB - Sassy Vegan LLC | 17879 | 660 Pinecrest Dr., Columbia City 46725
|  |  |  | MB - Sheila Kay's Bakery & Catering | 17987 | 7006 Autumn Chase, Fort Wayne 46818
|  |  |  | MB - Spunrise Gourmet Cotton Candy | 17915 | 6859 Maysville Rd., Fort Wayne 46815
|  |  |  | MB - Sweet Leaf | 18123 | 1025 W. Rudisill Blvd., Fort Wayne 46807
|  |  |  | MB - The Hot Tamale Company | 17806 | 3712 Turf Lane, Fort Wayne 46804
|  |  |  | McAlister's Deli | 18472 | 5552 Meijer Dr., Fort Wayne 46835
[7 empty] | EX100 | OUTDOOR | East side of the building in the landscaping |  | 2025-12-10 |  | 1000 | gal |  | in |  | Yes |  | 4 | Yes | 5 | Yes | 0.25 | No | ([DepOfGrease] + [DepOfSolids]) / ([DepOfGrease] + [DepOfSolids] + [DepOfWater]) | 0.25 | Yes | (([DepOfGrease] + [DepOfSolids]) / ([DepOfGrease] + [DepOfSolids] + [DepOfWater])) * 1.05
|  |  |  | McAlister's Deli | 9266 | 1310 Illinois Rd., Illinois Rd., 1310, Fort Wayne 46804
[7 empty] | EX100 | OUTDOOR | In landscaping next to loading area on E side of building | Unknown | 2023-02-01 |  | 1000 | gal |  | in |  | No | replaced 2.1.23 | 4 | Yes | 5 | Yes | 0.25 | No | ([DepOfGrease] + [DepOfSolids]) / ([DepOfGrease] + [DepOfSolids] + [DepOfWater]) | 0.25 | Yes | (([DepOfGrease] + [DepOfSolids]) / ([DepOfGrease] + [DepOfSolids] + [DepOfWater])) * 1.05
|  |  |  | McAlister's Deli #100966 | 8205 | 6709 Lima Rd., Lima Rd., 6709, Fort Wayne 46818
[7 empty] | EX100 | OUTDOOR | Located in parking lot west of building, near backdoor. | Unknown |  |  | 1000 | gal |  | in | SemiAnnual | No | 3 Sons Sanitation cleans extractor. | 4 | Yes | 5 | Yes | 0.25 | No | ([DepOfGrease] + [DepOfSolids]) / ([DepOfGrease] + [DepOfSolids] + [DepOfWater]) | 0.25 | Yes | (([DepOfGrease] + [DepOfSolids]) / ([DepOfGrease] + [DepOfSolids] + [DepOfWater])) * 1.05
|  |  |  | McCormick Boys and Girls Club | 9525 | 3005 McCormick Ave., McCormick Ave., 3005, Fort Wayne 46803
|  |  |  | McDonald's | 10181 | 7502 Lincoln Hwy. E., Lincoln Hwy. E., 7502, Fort Wayne 46803
|  |  |  | McDonald's | 17837 | 315 N Detroit St, Warsaw 46580
|  |  |  | McDonald's | 17839 | 3611 Commerce Dr, Warsaw 46580
|  |  |  | McDonald's | 17961 | 5225 E. Dupont Rd., Fort Wayne 46825
[7 empty] | EX100 | OUTDOOR | Located on the West side of the building in the parking spots |  | 2021-11-15 |  | 1000 | gal |  | in | Quarterly | No |  | 4 | Yes | 5 | Yes | 0.25 | No | ([DepOfGrease] + [DepOfSolids]) / ([DepOfGrease] + [DepOfSolids] + [DepOfWater]) | 0.25 | Yes | (([DepOfGrease] + [DepOfSolids]) / ([DepOfGrease] + [DepOfSolids] + [DepOfWater])) * 1.05
|  |  |  | McDonald's | 2018 | 3940 E. State Blvd., State Blvd., E., 3940, Fort Wayne 46805
[7 empty] | EX100 | OUTDOOR | Located in east side of landscape on north side of building |  | 2024-05-02 |  | 1000 | gal |  | in |  | Yes |  | 4 | Yes | 5 | Yes | 0.25 | No | ([DepOfGrease] + [DepOfSolids]) / ([DepOfGrease] + [DepOfSolids] + [DepOfWater]) | 0.25 | Yes | (([DepOfGrease] + [DepOfSolids]) / ([DepOfGrease] + [DepOfSolids] + [DepOfWater])) * 1.05
|  |  |  | McDonald's | 4201 | 255 E. Coliseum Blvd., Coliseum Blvd., E., 255, Fort Wayne 46805
[7 empty] | EX100 | OUTDOOR | NE of building in drive thru lane closest to facility |  |  |  | 1000 | gal |  | in | Quarterly | No |  | 4 | Yes | 5 | Yes | 0.25 | No | ([DepOfGrease] + [DepOfSolids]) / ([DepOfGrease] + [DepOfSolids] + [DepOfWater]) | 0.25 | Yes | (([DepOfGrease] + [DepOfSolids]) / ([DepOfGrease] + [DepOfSolids] + [DepOfWater])) * 1.05
|  |  |  | McDonald's | 5914 | 5703 W. Jefferson Blvd., Jefferson Blvd., W., 5703, Fort Wayne 46804
[7 empty] | EX100 | OUTDOOR |  |  |  |  | 1500 | gal |  | in |  | No |  | 4 | Yes | 5 | Yes | 0.25 | No | ([DepOfGrease] + [DepOfSolids]) / ([DepOfGrease] + [DepOfSolids] + [DepOfWater]) | 0.25 | Yes | (([DepOfGrease] + [DepOfSolids]) / ([DepOfGrease] + [DepOfSolids] + [DepOfWater])) * 1.05
|  |  |  | McDonald's | 6514 | 6131 Stellhorn Rd., Stellhorn Rd., 6131, Fort Wayne 46815
[7 empty] | EX100 | OUTDOOR | Located on the east side of the building in the drive thru lane |  |  |  | 1500 | gal |  | in | Quarterly | No | Perkins Septic and Drain Service is the waste hauler they use. | 4 | Yes | 5 | Yes | 0.25 | No | ([DepOfGrease] + [DepOfSolids]) / ([DepOfGrease] + [DepOfSolids] + [DepOfWater]) | 0.25 | Yes | (([DepOfGrease] + [DepOfSolids]) / ([DepOfGrease] + [DepOfSolids] + [DepOfWater])) * 1.05
|  |  |  | McDonald's | 9954 | 5796 Coventry Ln., Coventry Ln., 5796, Fort Wayne 46804
|  |  |  | McDonald's #01883 | 803 | 6810 Bluffton Rd., Bluffton Rd., 6810, Fort Wayne 46809
[7 empty] | EX100 | OUTDOOR | Located west of building in landscaping, behind drive-thru menu. One access manhole |  |  |  | 1000 | gal |  | in | Quarterly | No |  | 4 | Yes | 5 | Yes | 0.25 | No | ([DepOfGrease] + [DepOfSolids]) / ([DepOfGrease] + [DepOfSolids] + [DepOfWater]) | 0.25 | Yes | (([DepOfGrease] + [DepOfSolids]) / ([DepOfGrease] + [DepOfSolids] + [DepOfWater])) * 1.05
|  |  |  | McDonald's #06657 | 469 | 202 E. Rudisill Blvd., Rudisill Blvd., E., 202, Fort Wayne 46806
[7 empty] | EX100 | OUTDOOR | Located in parking stall near southwest corner of building. 2 access manholes. | Unknown |  |  | 1000 | gal |  | in |  | No |  | 4 | Yes | 5 | Yes | 0.25 | No | ([DepOfGrease] + [DepOfSolids]) / ([DepOfGrease] + [DepOfSolids] + [DepOfWater]) | 0.25 | Yes | (([DepOfGrease] + [DepOfSolids]) / ([DepOfGrease] + [DepOfSolids] + [DepOfWater])) * 1.05
|  |  |  | McDonald's #12254 | 9245 | 1210 E. Dupont Rd., Dupont Rd., E., 1210, Fort Wayne 46825
[7 empty] | EX100 | OUTDOOR | Located at east edge of landscape on north side of building. | Unknown |  |  | 1000 | gal |  | in |  | No |  | 4 | Yes | 5 | Yes | 0.25 | No | ([DepOfGrease] + [DepOfSolids]) / ([DepOfGrease] + [DepOfSolids] + [DepOfWater]) | 0.25 | Yes | (([DepOfGrease] + [DepOfSolids]) / ([DepOfGrease] + [DepOfSolids] + [DepOfWater])) * 1.05
|  |  |  | McDonald's #24161 | 10284 | 10310 Illinois Rd., Illinois Rd., 10310, Fort Wayne 46814
|  |  |  | McDonald's #29222 (CUGC) | 9111 | 515 W. Jefferson Blvd., Jefferson Blvd., W., 515, Fort Wayne 46802
[7 empty] | EX100 | OUTDOOR | In drive thru on West side of building |  |  |  | 1500 | gal |  | in |  | No |  | 4 | Yes | 5 | Yes | 0.25 | No | ([DepOfGrease] + [DepOfSolids]) / ([DepOfGrease] + [DepOfSolids] + [DepOfWater]) | 0.25 | Yes | (([DepOfGrease] + [DepOfSolids]) / ([DepOfGrease] + [DepOfSolids] + [DepOfWater])) * 1.05
|  |  |  | McDonald's #3107 | 5246 | 3202 St. Joe Center Rd., St. Joe Center Rd., 3202, Fort Wayne 46835
[7 empty] | EX100 | OUTDOOR | Located on the west side of the building in the paved area next to the sidewalk, near delivery door | Unknown | 2012-10-10 |  | 1000 | gal |  | in | Quarterly | Yes |  | 4 | Yes | 5 | Yes | 0.25 | No | ([DepOfGrease] + [DepOfSolids]) / ([DepOfGrease] + [DepOfSolids] + [DepOfWater]) | 0.25 | Yes | (([DepOfGrease] + [DepOfSolids]) / ([DepOfGrease] + [DepOfSolids] + [DepOfWater])) * 1.05
|  |  |  | McDonald's #31928 | 10199 | 7640 S. Anthony Blvd., Anthony Blvd., S., 7640, Fort Wayne 46816
[7 empty] | EX100 | OUTDOOR | Located north of bldg. in last parking stall before drive-thru, 2 access manholes |  |  |  | 1000 | gal |  | in |  | No |  | 4 | Yes | 5 | Yes | 0.25 | No | ([DepOfGrease] + [DepOfSolids]) / ([DepOfGrease] + [DepOfSolids] + [DepOfWater]) | 0.25 | Yes | (([DepOfGrease] + [DepOfSolids]) / ([DepOfGrease] + [DepOfSolids] + [DepOfWater])) * 1.05
|  |  |  | McDonald's #33491 | 10251 | 9827 Lima Rd., Lima Rd., 9827, Fort Wayne 46818
[7 empty] | EX100 | OUTDOOR | Located in middle of grass area on north side of parking lot. | Unknown |  |  | 1000 | gal |  | in |  | No |  | 4 | Yes | 5 | Yes | 0.25 | No | ([DepOfGrease] + [DepOfSolids]) / ([DepOfGrease] + [DepOfSolids] + [DepOfWater]) | 0.25 | Yes | (([DepOfGrease] + [DepOfSolids]) / ([DepOfGrease] + [DepOfSolids] + [DepOfWater])) * 1.05
|  |  |  | McDonald's #4792 | 847 | 1333 W. Washington Ctr. Rd., Washington Ctr. Rd., W., 1333, Fort Wayne 46825
[7 empty] | EX100 | OUTDOOR | Located south of the building between the back door and the drive thru. One access manhole. Inlet & Outlet clean outs in place. | Unknown |  |  | 1000 | gal |  | in | Quarterly | No | Not all pics attached because a inspection will need to be performed when it's pumped out. | 4 | Yes | 5 | Yes | 0.25 | No | ([DepOfGrease] + [DepOfSolids]) / ([DepOfGrease] + [DepOfSolids] + [DepOfWater]) | 0.25 | Yes | (([DepOfGrease] + [DepOfSolids]) / ([DepOfGrease] + [DepOfSolids] + [DepOfWater])) * 1.05
|  |  |  | McDonald's #4958 | 6146 | 1103 Goshen Rd., Goshen Rd., 1103, Fort Wayne 46808
[7 empty] | EX100 | OUTDOOR | Located south of building in grass between building and drive-thru, northeast of control manhole |  |  |  | 1000 | gal |  | in | SemiAnnual | No | East cleanout south of the building is for grease interceptor | 4 | Yes | 5 | Yes | 0.25 | No | ([DepOfGrease] + [DepOfSolids]) / ([DepOfGrease] + [DepOfSolids] + [DepOfWater]) | 0.25 | Yes | (([DepOfGrease] + [DepOfSolids]) / ([DepOfGrease] + [DepOfSolids] + [DepOfWater])) * 1.05
|  |  |  | McMahon's Best-One | 17332 | 3521 Independence Dr., Independence Dr., 3525, Fort Wayne 46808
|  |  |  | McMahon's Best-One | 17348 | 9962 Diebold Rd, Diebold Rd., 9962, Fort Wayne 46803
[7 empty] | EX311 | OUTDOOR | #1 Outdoor Oil/Sand Separator South side of the new addition |  | 2011-11-20 |  | 1000 | gal |  | in |  | Yes |  | 4 | Yes | 5 | Yes | 0.25 | No | ([DepOfGrease] + [DepOfSolids]) / ([DepOfGrease] + [DepOfSolids] + [DepOfWater]) | 0.25 | Yes | (([DepOfGrease] + [DepOfSolids]) / ([DepOfGrease] + [DepOfSolids] + [DepOfWater])) * 1.05
[7 empty] | EX312 | OUTDOOR | #2 Outdoor oil/sand separator |  | 2014-11-21 |  | 1000 | gal |  | in |  | Yes |  | 4 | Yes | 5 | Yes | 0.25 | No | ([DepOfGrease] + [DepOfSolids]) / ([DepOfGrease] + [DepOfSolids] + [DepOfWater]) | 0.25 | Yes | (([DepOfGrease] + [DepOfSolids]) / ([DepOfGrease] + [DepOfSolids] + [DepOfWater])) * 1.05
|  |  |  | McMahon's Best-One Tire & Auto Care | 9890 | 5319 Illinois Rd., Illinois Rd., 5319, Fort Wayne 46804
[7 empty] | EX311 | OUTDOOR | Located on the west side of the facility in the pavement by the bay doors | Unknown |  |  | 1000 | gal |  | in |  | No |  | 4 | Yes | 5 | Yes | 0.25 | No | ([DepOfGrease] + [DepOfSolids]) / ([DepOfGrease] + [DepOfSolids] + [DepOfWater]) | 0.25 | Yes | (([DepOfGrease] + [DepOfSolids]) / ([DepOfGrease] + [DepOfSolids] + [DepOfWater])) * 1.05
|  |  |  | McMillan Park Community Center | 9720 | 3901 Abbott St., Abbott St., 3901, Fort Wayne 46806
|  |  |  | McMillen Laundry | 17288 | 3106 Oxford St., Oxford St., 3106, Fort Wayne 46806
|  |  |  | McMillen Park Basketball Court | 9717 | 3900 Hessen Cassel Rd., Hessen Cassel Rd., 3900, Fort Wayne 46806
|  |  |  | McMillen Park Golf Course | 9718 | 3900 Hessen Cassel Rd., Hessen Cassel Rd., 3900, Fort Wayne 46806
|  |  |  | Medina Halal Grocery | 17668 | 7201 S. Anthony Blvd., Anthony Blvd., S., 7201, Fort Wayne 46816
[7 empty] | EX600 |  | No grease interceptor needed as of 2/11/19, only sells prepackaged items |  |  |  |  | gal |  | in |  | No |  | 4 | Yes | 5 | Yes | 0.25 | No | ([DepOfGrease] + [DepOfSolids]) / ([DepOfGrease] + [DepOfSolids] + [DepOfWater]) | 0.25 | Yes | (([DepOfGrease] + [DepOfSolids]) / ([DepOfGrease] + [DepOfSolids] + [DepOfWater])) * 1.05
|  |  |  | MedPro Group Cafeteria - Parkhurst Dining | 9960 | 5814 Reed Rd., Reed Rd., 5814, Fort Wayne 46835
[7 empty] | EX200 | IN-FLOOR | Left of the 3-basin |  |  |  | 10 | gpm |  | in |  | No |  | 4 | Yes | 5 | Yes | 0.25 | No | ([DepOfGrease] + [DepOfSolids]) / ([DepOfGrease] + [DepOfSolids] + [DepOfWater]) | 0.25 | Yes | (([DepOfGrease] + [DepOfSolids]) / ([DepOfGrease] + [DepOfSolids] + [DepOfWater])) * 1.05
|  |  |  | Meijer | 6808 | 10301 Maysville Rd., Maysville Rd., 10301, Fort Wayne 46835
[7 empty] | EX100 | OUTDOOR | Located at NW corner of building, two access manholes |  |  |  | 1000 | gal |  | in | Quarterly | No |  | 4 | Yes | 5 | Yes | 0.25 | No | ([DepOfGrease] + [DepOfSolids]) / ([DepOfGrease] + [DepOfSolids] + [DepOfWater]) | 0.25 | Yes | (([DepOfGrease] + [DepOfSolids]) / ([DepOfGrease] + [DepOfSolids] + [DepOfWater])) * 1.05
[7 empty] | EX101 | OUTDOOR | Located in north loading dock ramp near driver's entrance, two access manholes |  |  |  | 1000 | gal |  | in | Quarterly | No |  | 4 | Yes | 5 | Yes | 0.25 | No | ([DepOfGrease] + [DepOfSolids]) / ([DepOfGrease] + [DepOfSolids] + [DepOfWater]) | 0.25 | Yes | (([DepOfGrease] + [DepOfSolids]) / ([DepOfGrease] + [DepOfSolids] + [DepOfWater])) * 1.05
[7 empty] | EX800 | ABOVE-FLOOR | Located beneath three compartment sink in Starbucks inside of Meijer | Zurn |  |  | 35 | gpm |  | in | Every 2 Weeks | Yes | Cannot open lid without removing clamps on sides and sliding entire trap out. | 4 | Yes | 5 | Yes | 0.25 | No | ([DepOfGrease] + [DepOfSolids]) / ([DepOfGrease] + [DepOfSolids] + [DepOfWater]) | 0.25 | Yes | (([DepOfGrease] + [DepOfSolids]) / ([DepOfGrease] + [DepOfSolids] + [DepOfWater])) * 1.05
|  |  |  | Meijer | 6809 | 6309 Lima Rd., Lima Rd., 6309, Fort Wayne 46818
[7 empty] | EX100 | OUTDOOR | outside of vending and receiving door services the meat and seafood area |  |  |  | 1000 | gal |  | in |  | No |  | 4 | Yes | 5 | Yes | 0.25 | No | ([DepOfGrease] + [DepOfSolids]) / ([DepOfGrease] + [DepOfSolids] + [DepOfWater]) | 0.25 | Yes | (([DepOfGrease] + [DepOfSolids]) / ([DepOfGrease] + [DepOfSolids] + [DepOfWater])) * 1.05
[7 empty] | EX101 | OUTDOOR | in the landscaping under the pine trees |  |  |  | 1000 | gal |  | in | Quarterly | No |  | 4 | Yes | 5 | Yes | 0.25 | No | ([DepOfGrease] + [DepOfSolids]) / ([DepOfGrease] + [DepOfSolids] + [DepOfWater]) | 0.25 | Yes | (([DepOfGrease] + [DepOfSolids]) / ([DepOfGrease] + [DepOfSolids] + [DepOfWater])) * 1.05
|  |  |  | Meijer #314 | 17975 | 4242 E. Dupont Rd., Fort Wayne 46825
[7 empty] | EX100 | OUTDOOR | W. side of facility in drive. |  |  |  | 1650 | gal |  | in | Quarterly | No |  | 4 | Yes | 5 | Yes | 0.25 | No | ([DepOfGrease] + [DepOfSolids]) / ([DepOfGrease] + [DepOfSolids] + [DepOfWater]) | 0.25 | Yes | (([DepOfGrease] + [DepOfSolids]) / ([DepOfGrease] + [DepOfSolids] + [DepOfWater])) * 1.05
|  |  |  | Meijer C-Store #314 | 17976 | 4320 E. Dupont Rd., Fort Wayne 46825
[7 empty] | EX100 | OUTDOOR | E. of building in parking spots |  | 2022-02-23 |  | 1000 | gal |  | in | Quarterly | No |  | 4 | Yes | 5 | Yes | 0.25 | No | ([DepOfGrease] + [DepOfSolids]) / ([DepOfGrease] + [DepOfSolids] + [DepOfWater]) | 0.25 | Yes | (([DepOfGrease] + [DepOfSolids]) / ([DepOfGrease] + [DepOfSolids] + [DepOfWater])) * 1.05
|  |  |  | Meijer Distribution | 17549 | 4200 S Co Rd 25A, Tipp City 45371
|  |  |  | Meijer Gas Station | 10281 | 10305 Maysville Rd., Maysville Rd., 10305, Fort Wayne 46835
|  |  |  | Meijer Gas Station #124 | 10051 | 6327 Lima Rd., Lima Rd., 6327, Fort Wayne 46818
[7 empty] | EX200 | IN-FLOOR | Located in kitchen floor in front of 3-basin sink | J. R. Smith |  |  |  | gal |  | in |  | No |  | 4 | Yes | 5 | Yes | 0.25 | No | ([DepOfGrease] + [DepOfSolids]) / ([DepOfGrease] + [DepOfSolids] + [DepOfWater]) | 0.25 | Yes | (([DepOfGrease] + [DepOfSolids]) / ([DepOfGrease] + [DepOfSolids] + [DepOfWater])) * 1.05
|  |  |  | Meijer Gas Station #125 | 9969 | 5903 Illinois Rd., Illinois Rd., 5903, Fort Wayne 46804
[7 empty] | EX200 | IN-FLOOR | Located in kitchen floor in front of 3-basin sink | Unknown |  |  |  | gal |  | in |  | No |  | 4 | Yes | 5 | Yes | 0.25 | No | ([DepOfGrease] + [DepOfSolids]) / ([DepOfGrease] + [DepOfSolids] + [DepOfWater]) | 0.25 | Yes | (([DepOfGrease] + [DepOfSolids]) / ([DepOfGrease] + [DepOfSolids] + [DepOfWater])) * 1.05
|  |  |  | Meijer/Auntie Anne's | 9974 | 5909 Illinois Rd., Illinois Rd., 5909, Fort Wayne 46804
[7 empty] | EX100 | OUTDOOR | at loading docks between doors five and six |  |  |  | 1000 | gal |  | in |  | No |  | 4 | Yes | 5 | Yes | 0.25 | No | ([DepOfGrease] + [DepOfSolids]) / ([DepOfGrease] + [DepOfSolids] + [DepOfWater]) | 0.25 | Yes | (([DepOfGrease] + [DepOfSolids]) / ([DepOfGrease] + [DepOfSolids] + [DepOfWater])) * 1.05
[7 empty] | EX101 | OUTDOOR | south of the loading docks |  |  |  | 1000 | gal |  | in | Quarterly | No |  | 4 | Yes | 5 | Yes | 0.25 | No | ([DepOfGrease] + [DepOfSolids]) / ([DepOfGrease] + [DepOfSolids] + [DepOfWater]) | 0.25 | Yes | (([DepOfGrease] + [DepOfSolids]) / ([DepOfGrease] + [DepOfSolids] + [DepOfWater])) * 1.05
[7 empty] | EX200 | ABOVE-FLOOR | under the three basin sink in auntie Anne's |  |  |  | 25 | gpm |  | in |  | No |  | 4 | Yes | 5 | Yes | 0.25 | No | ([DepOfGrease] + [DepOfSolids]) / ([DepOfGrease] + [DepOfSolids] + [DepOfWater]) | 0.25 | Yes | (([DepOfGrease] + [DepOfSolids]) / ([DepOfGrease] + [DepOfSolids] + [DepOfWater])) * 1.05
|  |  |  | Memorial Coliseum | 9730 | 4000 Parnell Ave., Parnell Ave., 4000, Fort Wayne 46805
[7 empty] | EX100 | OUTDOOR | In ground concrete in docks 3&4 |  |  |  | 1000 | gal |  | in | SemiAnnual | No | ** when loads are brought in to WPC, they bring 2000 gallons - both for EX005 + EX006 | 4 | Yes | 5 | Yes | 0.25 | No | ([DepOfGrease] + [DepOfSolids]) / ([DepOfGrease] + [DepOfSolids] + [DepOfWater]) | 0.25 | Yes | (([DepOfGrease] + [DepOfSolids]) / ([DepOfGrease] + [DepOfSolids] + [DepOfWater])) * 1.05
[7 empty] | EX101 | OUTDOOR | In ground concrete in Dock 14 |  |  |  | 1000 | gal |  | in | SemiAnnual | No |  | 4 | Yes | 5 | Yes | 0.25 | No | ([DepOfGrease] + [DepOfSolids]) / ([DepOfGrease] + [DepOfSolids] + [DepOfWater]) | 0.25 | Yes | (([DepOfGrease] + [DepOfSolids]) / ([DepOfGrease] + [DepOfSolids] + [DepOfWater])) * 1.05
[7 empty] | EX200 | IN-FLOOR | In-floor under 3 basin sink in Suite Kitchen |  |  |  | 35 | gpm |  | in |  | No |  | 4 | Yes | 5 | Yes | 0.25 | No | ([DepOfGrease] + [DepOfSolids]) / ([DepOfGrease] + [DepOfSolids] + [DepOfWater]) | 0.25 | Yes | (([DepOfGrease] + [DepOfSolids]) / ([DepOfGrease] + [DepOfSolids] + [DepOfWater])) * 1.05
[7 empty] | EX201 | ABOVE-FLOOR | Above floor in Dish Room |  |  |  | 35 | gpm |  | in |  | No |  | 4 | Yes | 5 | Yes | 0.25 | No | ([DepOfGrease] + [DepOfSolids]) / ([DepOfGrease] + [DepOfSolids] + [DepOfWater]) | 0.25 | Yes | (([DepOfGrease] + [DepOfSolids]) / ([DepOfGrease] + [DepOfSolids] + [DepOfWater])) * 1.05
[7 empty] | EX202 |  | In East Side food court (Slice'd/Wok this Way) - Gl-1 | Thermaco |  |  | 20 | gpm |  | in | Annual | No |  | 4 | Yes | 5 | Yes | 0.25 | No | ([DepOfGrease] + [DepOfSolids]) / ([DepOfGrease] + [DepOfSolids] + [DepOfWater]) | 0.25 | Yes | (([DepOfGrease] + [DepOfSolids]) / ([DepOfGrease] + [DepOfSolids] + [DepOfWater])) * 1.05
[7 empty] | EX203 |  | In the Appleseed Burger Company - GI-2 | Thermaco |  |  | 20 | gpm |  | in | Annual | No |  | 4 | Yes | 5 | Yes | 0.25 | No | ([DepOfGrease] + [DepOfSolids]) / ([DepOfGrease] + [DepOfSolids] + [DepOfWater]) | 0.25 | Yes | (([DepOfGrease] + [DepOfSolids]) / ([DepOfGrease] + [DepOfSolids] + [DepOfWater])) * 1.05
[7 empty] | EX204 |  | inside of the CREATE tasting kitchen |  |  |  | 22 | gpm |  | in |  | No |  | 4 | Yes | 5 | Yes | 0.25 | No | ([DepOfGrease] + [DepOfSolids]) / ([DepOfGrease] + [DepOfSolids] + [DepOfWater]) | 0.25 | Yes | (([DepOfGrease] + [DepOfSolids]) / ([DepOfGrease] + [DepOfSolids] + [DepOfWater])) * 1.05
|  |  |  | Memorial Park Middle School | 9425 | 2200 Maumee Ave., Maumee Ave., 2200, Fort Wayne 46803
[7 empty] | EX100 | OUTDOOR | Located E of building in grass |  |  |  |  | gal |  | in | SemiAnnual | No |  | 4 | Yes | 5 | Yes | 0.25 | No | ([DepOfGrease] + [DepOfSolids]) / ([DepOfGrease] + [DepOfSolids] + [DepOfWater]) | 0.25 | Yes | (([DepOfGrease] + [DepOfSolids]) / ([DepOfGrease] + [DepOfSolids] + [DepOfWater])) * 1.05
|  |  |  | Mercado (CUGC) | 17895 | 111 W. Columbia St. Ste. 103, Columbia St., W., 111., Ste., 103, Fort Wayne 46802
[7 empty] | EX100 | OUTDOOR | Located southeast of the tenants back employee entrance. Closest to the privacy fence. | Midwest Tile |  |  | 1000 | gal |  | in | Quarterly | No |  | 4 | Yes | 5 | Yes | 0.25 | No | ([DepOfGrease] + [DepOfSolids]) / ([DepOfGrease] + [DepOfSolids] + [DepOfWater]) | 0.25 | Yes | (([DepOfGrease] + [DepOfSolids]) / ([DepOfGrease] + [DepOfSolids] + [DepOfWater])) * 1.05
|  |  |  | Mercedes-Benz of Fort Wayne | 18446 | 5201 W. Jefferson Blvd., Fort Wayne 46804
[7 empty] | EX311 | OUTDOOR | O/S (Southeast) Located on the south side of building - Closest to the carwash |  | 2025-08-01 |  | 1000 | gal |  | in |  | Yes |  | 4 | Yes | 5 | Yes | 0.25 | No | ([DepOfGrease] + [DepOfSolids]) / ([DepOfGrease] + [DepOfSolids] + [DepOfWater]) | 0.25 | Yes | (([DepOfGrease] + [DepOfSolids]) / ([DepOfGrease] + [DepOfSolids] + [DepOfWater])) * 1.05
[7 empty] | EX312 | OUTDOOR | O/S (Southwest) Located on the south side of building - Closest to the maintenance entrance |  | 2025-08-01 |  | 1000 | gal |  | in |  | Yes |  | 4 | Yes | 5 | Yes | 0.25 | No | ([DepOfGrease] + [DepOfSolids]) / ([DepOfGrease] + [DepOfSolids] + [DepOfWater]) | 0.25 | Yes | (([DepOfGrease] + [DepOfSolids]) / ([DepOfGrease] + [DepOfSolids] + [DepOfWater])) * 1.05
|  |  |  | Merriweather Tool | 17319 | 10108 Smith Rd, Fort Wayne 46809
|  |  |  | Messiah Lutheran Church | 10162 | 7211 Stellhorn Rd., Stellhorn Rd., 7211, Fort Wayne 46815
[7 empty] | EX200 | ABOVE-FLOOR | Under the 3-basin sink | Canplas | 2023-03-22 |  | 7 | gpm |  | in |  | No |  | 4 | Yes | 5 | Yes | 0.25 | No | ([DepOfGrease] + [DepOfSolids]) / ([DepOfGrease] + [DepOfSolids] + [DepOfWater]) | 0.25 | Yes | (([DepOfGrease] + [DepOfSolids]) / ([DepOfGrease] + [DepOfSolids] + [DepOfWater])) * 1.05
|  |  |  | Metro Building | 17625 | 202 W. Berry St., Berry, W., St., 202, Fort Wayne 46802
[7 empty] | EX100 | OUTDOOR | West side of the building in the alley |  | 2018-09-01 |  | 1000 | gal |  | in |  | Yes | Initial installation - do not know what will be connect to the G/T | 4 | Yes | 5 | Yes | 0.25 | No | ([DepOfGrease] + [DepOfSolids]) / ([DepOfGrease] + [DepOfSolids] + [DepOfWater]) | 0.25 | Yes | (([DepOfGrease] + [DepOfSolids]) / ([DepOfGrease] + [DepOfSolids] + [DepOfWater])) * 1.05
|  |  |  | Mi Parrilla | 9648 | 3422 N. Clinton St., Clinton St., N., 3422, Fort Wayne 46805
[7 empty] | EX200 | IN-FLOOR | In floor a few feet in front of 3 basin |  |  |  |  | gal |  | in |  | No |  | 4 | Yes | 5 | Yes | 0.25 | No | ([DepOfGrease] + [DepOfSolids]) / ([DepOfGrease] + [DepOfSolids] + [DepOfWater]) | 0.25 | Yes | (([DepOfGrease] + [DepOfSolids]) / ([DepOfGrease] + [DepOfSolids] + [DepOfWater])) * 1.05
|  |  |  | Mi Pueblo | 3748 | 2419 W. Jefferson Blvd., Jefferson Blvd., W., 2419, Fort Wayne 46802
[7 empty] | EX200 | IN-FLOOR | Left of 4-compartment sink in floor, metal. | Unknown |  |  | 10 | gpm |  | in | Weekly | No | Cleaned every couple days. | 4 | Yes | 5 | Yes | 0.25 | No | ([DepOfGrease] + [DepOfSolids]) / ([DepOfGrease] + [DepOfSolids] + [DepOfWater]) | 0.25 | Yes | (([DepOfGrease] + [DepOfSolids]) / ([DepOfGrease] + [DepOfSolids] + [DepOfWater])) * 1.05
|  |  |  | Mi Tierra Market | 18458 | 122 E. Rudisill Blvd., Fort Wayne 46806
|  |  |  | Mi Tierra Mini Market | 17813 | 1930 Broadway Ste. C, Fort Wayne 46802
[7 empty] | EX200 | IN-FLOOR | located along E wall in kitchen. | Canplas |  |  | 20 | gpm |  | in |  | No |  | 4 | Yes | 5 | Yes | 0.25 | No | ([DepOfGrease] + [DepOfSolids]) / ([DepOfGrease] + [DepOfSolids] + [DepOfWater]) | 0.25 | Yes | (([DepOfGrease] + [DepOfSolids]) / ([DepOfGrease] + [DepOfSolids] + [DepOfWater])) * 1.05
|  |  |  | Mi Tierra Supermarket | 1074 | 3120 New Haven Ave., New Haven Ave., 3120, Fort Wayne 46803
[7 empty] | EX200 | ABOVE-FLOOR | Located in the deli right of the 3 compartment sink | BK Resources |  |  | 20 | gpm |  | in | Every 2 Weeks | Yes |  | 4 | Yes | 5 | Yes | 0.25 | No | ([DepOfGrease] + [DepOfSolids]) / ([DepOfGrease] + [DepOfSolids] + [DepOfWater]) | 0.25 | Yes
[7 empty] | EX201 | ABOVE-FLOOR | Located on the north wall ledge to the right of the dipper well. | Zurn Industries, LLC |  |  | 4 | gpm |  | in | Every 2 Weeks | No |  | 4 | Yes | 5 | Yes | 0.25 | No | ([DepOfGrease] + [DepOfSolids]) / ([DepOfGrease] + [DepOfSolids] + [DepOfWater]) | 0.25 | Yes | (([DepOfGrease] + [DepOfSolids]) / ([DepOfGrease] + [DepOfSolids] + [DepOfWater])) * 1.05
[7 empty] | EX202 | ABOVE-FLOOR | Located in the kitchen in the back corner next to the stoves | BK Resources |  |  | 20 | gpm |  | in |  | No |  | 4 | Yes | 5 | Yes | 0.25 | No | ([DepOfGrease] + [DepOfSolids]) / ([DepOfGrease] + [DepOfSolids] + [DepOfWater]) | 0.25 | Yes | (([DepOfGrease] + [DepOfSolids]) / ([DepOfGrease] + [DepOfSolids] + [DepOfWater])) * 1.05
|  |  |  | Miami Middle School | 10212 | 8100 Amherst Dr., Amherst Dr., 8100, Fort Wayne 46819
[7 empty] | EX600 |  | No grease interceptor located. |  |  |  |  | gal |  | in |  | No |  | 4 | Yes | 5 | Yes | 0.25 | No | ([DepOfGrease] + [DepOfSolids]) / ([DepOfGrease] + [DepOfSolids] + [DepOfWater]) | 0.25 | Yes | (([DepOfGrease] + [DepOfSolids]) / ([DepOfGrease] + [DepOfSolids] + [DepOfWater])) * 1.05
|  |  |  | Midwest Auto Parts | 18139 | 504 Avenue of Autos, Fort Wayne 46803
[7 empty] | EX311 | OUTDOOR | North side if the building in the parking lot |  | 2023-04-12 |  | 1000 | gal |  | in |  | No |  | 4 | Yes | 5 | Yes | 0.25 | No | ([DepOfGrease] + [DepOfSolids]) / ([DepOfGrease] + [DepOfSolids] + [DepOfWater]) | 0.25 | Yes | (([DepOfGrease] + [DepOfSolids]) / ([DepOfGrease] + [DepOfSolids] + [DepOfWater])) * 1.05
|  |  |  | Midwest Kitchen | 18255 | 3255 N Anthony Blvd., Fort Wayne 46805
|  |  |  | Midwest Motel | 10152 | 7021 Lincoln Hwy. E., Lincoln Hwy. E., 7021, Fort Wayne 46803
|  |  |  | Midwest Paint and Supply | 3148 | 6807 Elzey St., Elzey St., 6807, Fort Wayne 46809
|  |  |  | Midwest Shooting Range | 17937 | 4140 Coldwater Rd., Coldwater Rd., 4140, Fort Wayne 46805
[7 empty] | EX600 | [8 empty] | in |  | No |  | 4 | Yes | 5 | Yes | 0.25 | No | ([DepOfGrease] + [DepOfSolids]) / ([DepOfGrease] + [DepOfSolids] + [DepOfWater]) | 0.25 | Yes | (([DepOfGrease] + [DepOfSolids]) / ([DepOfGrease] + [DepOfSolids] + [DepOfWater])) * 1.05
|  |  |  | Mike's Carwash | 17641 | 4010 E. Dupont Rd., Dupont Rd., E., 4010, Fort Wayne 46825
[7 empty] | EX311 | OUTDOOR | Located on east side of building, 2 access manholes. OIG, 1000 gal capacity |  |  |  | 1000 | gal |  | in |  | No | Newly installed as of 10/10/18 | 4 | Yes | 5 | Yes | 0.25 | No | ([DepOfGrease] + [DepOfSolids]) / ([DepOfGrease] + [DepOfSolids] + [DepOfWater]) | 0.25 | Yes | (([DepOfGrease] + [DepOfSolids]) / ([DepOfGrease] + [DepOfSolids] + [DepOfWater])) * 1.05
|  |  |  | Mike's Carwash Inc. | 10033 | 6215 W. Jefferson Blvd., Jefferson Blvd., W., 6215, Fort Wayne 46804
|  |  |  | Mike's Carwash Inc. | 10056 | 6313 Lima Rd., Lima Rd., 6313, Fort Wayne 46818
|  |  |  | Mike's Carwash Inc. | 10287 | 10320 Maysville Rd., Maysville Rd., 10320, Fort Wayne 46835
|  |  |  | Mike's Carwash Inc. | 9307 | 1509 S. Calhoun St., Calhoun St., S., 1509, Fort Wayne 46802
|  |  |  | Mike's Carwash Inc. | 9733 | 4020 E. State Blvd., State Blvd., E., 4020, Fort Wayne 46805
|  |  |  | Miller Scales & Food Machine | 17587 | 321 Ley Rd., Ley Rd., 321, Fort Wayne 46805
[7 empty] | EX200 | ABOVE-FLOOR |  | Canplas | 2024-06-20 |  | 20 | gpm |  | in | Every 2 Weeks | No |  | 4 | Yes | 5 | Yes | 0.25 | No | ([DepOfGrease] + [DepOfSolids]) / ([DepOfGrease] + [DepOfSolids] + [DepOfWater]) | 0.25 | Yes | (([DepOfGrease] + [DepOfSolids]) / ([DepOfGrease] + [DepOfSolids] + [DepOfWater])) * 1.05
[7 empty] | EX600 |  | No extractor in place and none needed. |  |  |  |  | gal |  | in |  | No |  | 4 | Yes | 5 | Yes | 0.25 | No | ([DepOfGrease] + [DepOfSolids]) / ([DepOfGrease] + [DepOfSolids] + [DepOfWater]) | 0.25 | Yes | (([DepOfGrease] + [DepOfSolids]) / ([DepOfGrease] + [DepOfSolids] + [DepOfWater])) * 1.05
|  |  |  | Miss Beth's Coffee | 17557 | 2339 Crescent Ave., Crescent Ave., 2339, Fort Wayne 46805
[7 empty] | EX200 | ABOVE-FLOOR | Located right of the 3 compartment sink, above the floor, metal. | Unknown |  |  | 10 | gpm |  | in | Every 2 Weeks | No |  | 4 | Yes | 5 | Yes | 0.25 | No | ([DepOfGrease] + [DepOfSolids]) / ([DepOfGrease] + [DepOfSolids] + [DepOfWater]) | 0.25 | Yes | (([DepOfGrease] + [DepOfSolids]) / ([DepOfGrease] + [DepOfSolids] + [DepOfWater])) * 1.05
|  |  |  | Miss J's Diner | 17359 | 3039 Goshen Rd., Goshen Rd., 3039, Fort Wayne 46808
[7 empty] | EX160 | OUTDOOR | Outside by back of the facility |  |  |  | 1000 | gal |  | in |  | No |  | 4 | Yes | 5 | Yes | 0.25 | No | ([DepOfGrease] + [DepOfSolids]) / ([DepOfGrease] + [DepOfSolids] + [DepOfWater]) | 0.25 | Yes | (([DepOfGrease] + [DepOfSolids]) / ([DepOfGrease] + [DepOfSolids] + [DepOfWater])) * 1.05
|  |  |  | Miss Virginia Mission House | 9268 | 1312 S. Hanna St., Hanna St., S., 1312, Fort Wayne 46803
|  |  |  | Mission BBQ - GM | 18362 | 12200 Lafayette Centre Rd, Roanoke 46783
|  |  |  | Mission BBQ #90 | 17735 | 407 W. Coliseum Blvd. Ste. G101, Coliseum Blvd., W., Ste. G101, Fort Wayne 46805
[7 empty] | EX100 | OUTDOOR | In-ground, 2-manhole grease interceptor | Unknown | 2019-08-08 |  | 1000 | gal |  | in | Quarterly | No |  | 4 | Yes | 5 | Yes | 0.25 | No | ([DepOfGrease] + [DepOfSolids]) / ([DepOfGrease] + [DepOfSolids] + [DepOfWater]) | 0.25 | Yes | (([DepOfGrease] + [DepOfSolids]) / ([DepOfGrease] + [DepOfSolids] + [DepOfWater])) * 1.05
|  |  |  | Miyabi Sushi & Asian Cuisine | 10105 | 6532 E. State Blvd., State Blvd., E., 6532, Fort Wayne 46815
[7 empty] | EX200 | IN-FLOOR | Right of 3 basin sink | Canplas | 2023-08-24 |  | 25 | gpm |  | in |  | No |  | 4 | Yes | 5 | Yes | 0.25 | No | ([DepOfGrease] + [DepOfSolids]) / ([DepOfGrease] + [DepOfSolids] + [DepOfWater]) | 0.25 | Yes | (([DepOfGrease] + [DepOfSolids]) / ([DepOfGrease] + [DepOfSolids] + [DepOfWater])) * 1.05
|  |  |  | MKS Corporate Office | 18179 | 6055 Innovation Blvd., Innovation Blvd., 6055, Fort Wayne 46818
[7 empty] | EX311 | OUTDOOR | Oil Sand Separator (cement)- located East of the bldg. in grass near the north office door |  | 2023-07-07 |  | 1000 | gal |  | in |  | Yes |  | 4 | Yes | 5 | Yes | 0.25 | No | ([DepOfGrease] + [DepOfSolids]) / ([DepOfGrease] + [DepOfSolids] + [DepOfWater]) | 0.25 | Yes | (([DepOfGrease] + [DepOfSolids]) / ([DepOfGrease] + [DepOfSolids] + [DepOfWater])) * 1.05
|  |  |  | MLK Montessori School | 18103 | 6001 S. Anthony Blvd., Fort Wayne 46816
[7 empty] | EX200 | ABOVE-FLOOR | right of the 3-basin sink | Canplas | 2022-12-14 |  | 25 | gpm |  | in |  | No |  | 4 | Yes | 5 | Yes | 0.25 | No | ([DepOfGrease] + [DepOfSolids]) / ([DepOfGrease] + [DepOfSolids] + [DepOfWater]) | 0.25 | Yes | (([DepOfGrease] + [DepOfSolids]) / ([DepOfGrease] + [DepOfSolids] + [DepOfWater])) * 1.05
|  |  |  | Mocha Lounge | 10030 | 6511 Covington Rd., Covington Rd.,6511, Fort Wayne 46804
|  |  |  | Mocha Lounge | 10285 | 10313 Aboite Ctr. Rd., Aboite Ctr. Rd., 10313, Fort Wayne 46804
|  |  |  | Mocha Lounge - North | 17630 | 4635 E. Dupont Rd., Dupont Rd., E., 1603, Fort Wayne 46825
[7 empty] | EX200 | ABOVE-FLOOR | above floor model, left of the 3-basin sink. | Canplas |  |  | 20 | gpm |  | in | Every 2 Weeks | No |  | 4 | Yes | 5 | Yes | 0.25 | No | ([DepOfGrease] + [DepOfSolids]) / ([DepOfGrease] + [DepOfSolids] + [DepOfWater]) | 0.25 | Yes | (([DepOfGrease] + [DepOfSolids]) / ([DepOfGrease] + [DepOfSolids] + [DepOfWater])) * 1.05
|  |  |  | Moe's Southwest Grill | 10132 | 6739 W. Jefferson Blvd., Jefferson Blvd., W., 6739, Fort Wayne 46804
[7 empty] | EX100 | OUTDOOR |  |  |  |  | 1000 | gal |  | in |  | No |  | 4 | Yes | 5 | Yes | 0.25 | No | ([DepOfGrease] + [DepOfSolids]) / ([DepOfGrease] + [DepOfSolids] + [DepOfWater]) | 0.25 | Yes | (([DepOfGrease] + [DepOfSolids]) / ([DepOfGrease] + [DepOfSolids] + [DepOfWater])) * 1.05
|  |  |  | Monterrico | 6592 | 6205 Plantation Lane, Plantation Lane, 6205, Fort Wayne 46815
[7 empty] | EX200 | ABOVE-FLOOR | Under Mop sink |  | 2024-06-26 |  | 20 | gpm |  | in |  | Yes |  | 4 | Yes | 5 | Yes | 0.25 | No | ([DepOfGrease] + [DepOfSolids]) / ([DepOfGrease] + [DepOfSolids] + [DepOfWater]) | 0.25 | Yes | (([DepOfGrease] + [DepOfSolids]) / ([DepOfGrease] + [DepOfSolids] + [DepOfWater])) * 1.05
[7 empty] | EX800 | ABOVE-FLOOR | Located under the utility sink, right of 3 compartment sink. |  |  |  | 20 | gpm |  | gpm | Monthly | No |  | 4 | Yes | 5 | Yes | 0.25 | No | ([DepOfGrease] + [DepOfSolids]) / ([DepOfGrease] + [DepOfSolids] + [DepOfWater]) | 0.25 | Yes | (([DepOfGrease] + [DepOfSolids]) / ([DepOfGrease] + [DepOfSolids] + [DepOfWater])) * 1.05
|  |  |  | Montgomery Trucking | 18160 | 2207 W. Cook Rd., Cook Rd., W., 2207, Fort Wayne 46818
[7 empty] | EX311 | OUTDOOR | Located approx. 10-ft west of the building in the stone |  | 2023-06-07 |  | 1000 | gal |  | in |  | Yes |  | 4 | Yes | 5 | Yes | 0.25 | No | ([DepOfGrease] + [DepOfSolids]) / ([DepOfGrease] + [DepOfSolids] + [DepOfWater]) | 0.25 | Yes | (([DepOfGrease] + [DepOfSolids]) / ([DepOfGrease] + [DepOfSolids] + [DepOfWater])) * 1.05
|  |  |  | Morgans Tap & Grill | 3081 | 8421 Bluffton Rd., Bluffton Rd., 8421, Fort Wayne 46819
[7 empty] | EX200 | ABOVE-FLOOR | in dish room left of dishwasher. | Schier Products | 2022-03-30 |  | 20 | gpm |  | in | Every 2 months | No | 3 Sons services interceptor. Install date is way after, just for reference. | 4 | Yes | 5 | Yes | 0.25 | No | ([DepOfGrease] + [DepOfSolids]) / ([DepOfGrease] + [DepOfSolids] + [DepOfWater]) | 0.25 | Yes | (([DepOfGrease] + [DepOfSolids]) / ([DepOfGrease] + [DepOfSolids] + [DepOfWater])) * 1.05
|  |  |  | Mo's Tacos | 17646 | 930 Goshen Ave., Goshen Ave., 930, Fort Wayne 46808
[7 empty] | EX200 | ABOVE-FLOOR | Located left of 3 basin sink | Zurn |  |  | 20 | gpm |  | in | Monthly | No |  | 4 | Yes | 5 | Yes | 0.25 | No | ([DepOfGrease] + [DepOfSolids]) / ([DepOfGrease] + [DepOfSolids] + [DepOfWater]) | 0.25 | Yes | (([DepOfGrease] + [DepOfSolids]) / ([DepOfGrease] + [DepOfSolids] + [DepOfWater])) * 1.05
|  |  |  | Most Precious Blood Catholic Church and School | 9318 | 1529 Barthold St., Barthold St., 1529, Fort Wayne 46808
|  |  |  | Motel 6 | 9559 | 3003 W. Coliseum Blvd., Coliseum Blvd., W., 3003, Fort Wayne 46808
|  |  |  | Motel Wayne | 10147 | 7001 Lincoln Hwy. E., Lincoln Hwy. E., 7001, Fort Wayne 46803
|  |  |  | Mother Home Thailand Restaurant | 17286 | 5010 Decatur Rd., Decatur Rd., 5010, Fort Wayne 46806
[7 empty] | EX200 | ABOVE-FLOOR | Located left of the 3 compartment sink in the kitchen, above the floor, 20 gpm, grey metal. | Zurn |  |  | 20 | gpm |  | in | Weekly | No |  | 4 | Yes | 5 | Yes | 0.25 | No | ([DepOfGrease] + [DepOfSolids]) / ([DepOfGrease] + [DepOfSolids] + [DepOfWater]) | 0.25 | Yes | (([DepOfGrease] + [DepOfSolids]) / ([DepOfGrease] + [DepOfSolids] + [DepOfWater])) * 1.05
|  |  |  | MovePro Moving and Storage | 17708 | 1325 Lafayette St., Fort Wayne 46802
[7 empty] | EX600 |  | Catering - no grey water tank or grease interceptor. Using kitchen at 1010 N. Coliseum Blvd. |  |  |  |  | gal |  | in |  | No |  | 4 | Yes | 5 | Yes | 0.25 | No | ([DepOfGrease] + [DepOfSolids]) / ([DepOfGrease] + [DepOfSolids] + [DepOfWater]) | 0.25 | Yes | (([DepOfGrease] + [DepOfSolids]) / ([DepOfGrease] + [DepOfSolids] + [DepOfWater])) * 1.05
|  |  |  | Mozzarelli's Pizza | 9376 | 1820 W. Dupont Rd. Ste. A, Dupont Rd., W., 1820 Ste. A, Fort Wayne 46818
[7 empty] | 200 | ABOVE-FLOOR | Plastic above floor | [6 empty] | in | Every 2 Weeks | No |  | 4 | Yes | 5 | Yes | 0.25 | No | ([DepOfGrease] + [DepOfSolids]) / ([DepOfGrease] + [DepOfSolids] + [DepOfWater]) | 0.25 | Yes | (([DepOfGrease] + [DepOfSolids]) / ([DepOfGrease] + [DepOfSolids] + [DepOfWater])) * 1.05
|  |  |  | Mr. Coney | 6143 | 4525 Coldwater Rd., Coldwater Rd., 4525, Fort Wayne 46825
[7 empty] | EX100 | OUTDOOR | N side of building right before drive thru. | Unknown |  |  | 1000 | gal |  | in |  | No |  | 4 | Yes | 5 | Yes | 0.25 | No | ([DepOfGrease] + [DepOfSolids]) / ([DepOfGrease] + [DepOfSolids] + [DepOfWater]) | 0.25 | Yes | (([DepOfGrease] + [DepOfSolids]) / ([DepOfGrease] + [DepOfSolids] + [DepOfWater])) * 1.05
|  |  |  | Mr. Sandwich | 9604 | 3213 St. Joe Ctr. Rd., St. Joe Ctr. Rd., 3213, Fort Wayne 46835
[7 empty] | EX200 | ABOVE-FLOOR | Black plastic located under the 3-basin sink. | Schier Products | 2018-12-21 |  | 20 | gpm |  | in | Monthly | No |  | 4 | Yes | 5 | Yes | 0.25 | No | ([DepOfGrease] + [DepOfSolids]) / ([DepOfGrease] + [DepOfSolids] + [DepOfWater]) | 0.25 | Yes | (([DepOfGrease] + [DepOfSolids]) / ([DepOfGrease] + [DepOfSolids] + [DepOfWater])) * 1.05
|  |  |  | MSE Branded Foods LLC | 17647 | 3851 W. Ferguson Rd., Ferguson Rd., W., 3851, Fort Wayne 46809
[7 empty] | EX100 | OUTDOOR | Behind the restaurant in the side walk. Located inside the airport's secure zone. | Unknown |  |  | 1000 | gal |  | in | SemiAnnual | No | Maintained by FWA operations. | 4 | Yes | 5 | Yes | 0.25 | No | ([DepOfGrease] + [DepOfSolids]) / ([DepOfGrease] + [DepOfSolids] + [DepOfWater]) | 0.25 | Yes | (([DepOfGrease] + [DepOfSolids]) / ([DepOfGrease] + [DepOfSolids] + [DepOfWater])) * 1.05
|  |  |  | Multi-tenant Facility | 0553 | 6403 - 6473 Lima Rd., Lima Rd., 6403 - 6473, Fort Wayne 46818
|  |  |  | Multi-tenant facility | 18468 | 6008 Lima Rd., Fort Wayne 46818
[7 empty] | EX100 | OUTDOOR | Directly outside the North Unit |  | 2025-11-19 |  | 1000 | gal |  | in |  | Yes |  | 4 | Yes | 5 | Yes | 0.25 | No | ([DepOfGrease] + [DepOfSolids]) / ([DepOfGrease] + [DepOfSolids] + [DepOfWater]) | 0.25 | Yes | (([DepOfGrease] + [DepOfSolids]) / ([DepOfGrease] + [DepOfSolids] + [DepOfWater])) * 1.05
[7 empty] | EX101 | OUTDOOR | Directly outside the South Unit |  | 2025-11-19 |  | 1000 | gal |  | in |  | Yes |  | 4 | Yes | 5 | Yes | 0.25 | No | ([DepOfGrease] + [DepOfSolids]) / ([DepOfGrease] + [DepOfSolids] + [DepOfWater]) | 0.25 | Yes | (([DepOfGrease] + [DepOfSolids]) / ([DepOfGrease] + [DepOfSolids] + [DepOfWater])) * 1.05
|  |  |  | Multi-tenant Facility | 9593 | 614 E. Lewis St., Lewis St., E., 614, Fort Wayne 46802
|  |  |  | Murphy USA #6512 | 9354 | 1716 Apple Glen Blvd., Apple Glen Blvd., 1716, Fort Wayne 46804
|  |  |  | Murphy USA #6931 | 10305 | 10430 Maysville Rd., Maysville Rd., 10430, Fort Wayne 46835
|  |  |  | Murphy USA #7381 | 10184 | 7504 Southtown Crossing, Southtown Crossing, 7504, Fort Wayne 46816
|  |  |  | Murphy USA #7451 | 10266 | 10135 Lima Rd., Lima Rd., 10135, Fort Wayne 46818
|  |  |  | MVP Lanes | 9706 | 3810 Lake Ave., Fort Wayne 46805
[7 empty] | EX100 | OUTDOOR | North side of building near front door | Midwest Tile |  |  | 1000 | gal |  | in | Quarterly | No |  | 4 | Yes | 5 | Yes | 0.25 | No | ([DepOfGrease] + [DepOfSolids]) / ([DepOfGrease] + [DepOfSolids] + [DepOfWater]) | 0.25 | Yes | (([DepOfGrease] + [DepOfSolids]) / ([DepOfGrease] + [DepOfSolids] + [DepOfWater])) * 1.05
|  |  |  | My Market | 17442 | 4220 S. Hanna St., Hanna St., S., 4220, Fort Wayne 46806
[7 empty] | EX200 | ABOVE-FLOOR | Left of the 3 compartment sink, above floor, 20 gpm, grey metal | Unknown |  |  | 25 | gpm |  | in | Every 2 Weeks | No |  | 4 | Yes | 5 | Yes | 0.25 | No | ([DepOfGrease] + [DepOfSolids]) / ([DepOfGrease] + [DepOfSolids] + [DepOfWater]) | 0.25 | Yes | (([DepOfGrease] + [DepOfSolids]) / ([DepOfGrease] + [DepOfSolids] + [DepOfWater])) * 1.05
|  |  |  | My Market #3 | 9073 | 411 E. Paulding Rd., Paulding Rd., E., 411, Fort Wayne 46816
[7 empty] | EX200 | ABOVE-FLOOR | Under 3-Basin sink |  |  |  | 15 | gpm |  | in |  | No | plastic | 4 | Yes | 5 | Yes | 0.25 | No | ([DepOfGrease] + [DepOfSolids]) / ([DepOfGrease] + [DepOfSolids] + [DepOfWater]) | 0.25 | Yes | (([DepOfGrease] + [DepOfSolids]) / ([DepOfGrease] + [DepOfSolids] + [DepOfWater])) * 1.05
|  |  |  | Myint Moe Grocery | 17888 | 7510 S. Anthony Blvd., Fort Wayne 46816
[7 empty] | EX600 |  | No grease trap on site. | [6 empty] | in |  | No |  | 4 | Yes | 5 | Yes | 0.25 | No | ([DepOfGrease] + [DepOfSolids]) / ([DepOfGrease] + [DepOfSolids] + [DepOfWater]) | 0.25 | Yes | (([DepOfGrease] + [DepOfSolids]) / ([DepOfGrease] + [DepOfSolids] + [DepOfWater])) * 1.05
|  |  |  | Mystic Arcade | 18476 | 4224 Coldwater Rd., Fort Wayne 46803
[7 empty] | 001 | ABOVE-FLOOR | Above floor | Canplas |  |  | 10 | gpm |  | in | Every 2 Weeks | No |  | 4 | Yes | 5 | Yes | 0.25 | No | ([DepOfGrease] + [DepOfSolids]) / ([DepOfGrease] + [DepOfSolids] + [DepOfWater]) | 0.25 | Yes | (([DepOfGrease] + [DepOfSolids]) / ([DepOfGrease] + [DepOfSolids] + [DepOfWater])) * 1.05
|  |  |  | Nacho's Taqueria | 2626 | 3739 S. Clinton St., Clinton St., S., 3739, Fort Wayne 46806
[7 empty] | EX200 | ABOVE-FLOOR | Located to the left of the three compartment sink in the kitchen |  |  |  | 10 | gpm |  | in |  | No |  | 4 | Yes | 5 | Yes | 0.25 | No | ([DepOfGrease] + [DepOfSolids]) / ([DepOfGrease] + [DepOfSolids] + [DepOfWater]) | 0.25 | Yes | (([DepOfGrease] + [DepOfSolids]) / ([DepOfGrease] + [DepOfSolids] + [DepOfWater])) * 1.05
|  |  |  | Naked Tchopstix | 10222 | 8607 US Hwy 24 W., US Hwy 24 W., 8607, Fort Wayne 46804
|  |  |  | Napa | 17435 | 1830 Maumee Ave, Maumee Ave, Fort Wayne 46803
[7 empty] | EX311 | OUTDOOR | Located on the west of the building the cemented area |  | 2016-03-25 |  | 1000 | gal |  | in |  | Yes |  | 4 | Yes | 5 | Yes | 0.25 | No | ([DepOfGrease] + [DepOfSolids]) / ([DepOfGrease] + [DepOfSolids] + [DepOfWater]) | 0.25 | Yes | (([DepOfGrease] + [DepOfSolids]) / ([DepOfGrease] + [DepOfSolids] + [DepOfWater])) * 1.05
|  |  |  | Nawa LLC | 17573 | 126 W. Columbia St., Columbia St., W., 126, Fort Wayne 46802
[7 empty] | EX200 |  | Located between the 3 compartment sink and the pre-wash sink, above the floor. | Thermaco | 2017-12-04 |  | 25 | gpm |  | in | Daily | No | Programmed to skim 15 minutes per day. | 4 | Yes | 5 | Yes | 0.25 | No | ([DepOfGrease] + [DepOfSolids]) / ([DepOfGrease] + [DepOfSolids] + [DepOfWater]) | 0.25 | Yes | (([DepOfGrease] + [DepOfSolids]) / ([DepOfGrease] + [DepOfSolids] + [DepOfWater])) * 1.05
[7 empty] | EX201 |  | Located under the wok stoves, above the floor. | Thermaco | 2017-12-04 |  | 20 | gpm |  | in | Daily | No | Programmed to skim 45 minutes a day. | 4 | Yes | 5 | Yes | 0.25 | No | ([DepOfGrease] + [DepOfSolids]) / ([DepOfGrease] + [DepOfSolids] + [DepOfWater]) | 0.25 | Yes | (([DepOfGrease] + [DepOfSolids]) / ([DepOfGrease] + [DepOfSolids] + [DepOfWater])) * 1.05
|  |  |  | Nawarat | 9906 | 5527 S. Anthony Blvd., Anthony Blvd., S., 5527, Fort Wayne 46806
[7 empty] | EX200 | ABOVE-FLOOR | Right of 3 basin sink. |  |  |  |  | gal |  | in | Every 2 Weeks | No |  | 4 | Yes | 5 | Yes | 0.25 | No | ([DepOfGrease] + [DepOfSolids]) / ([DepOfGrease] + [DepOfSolids] + [DepOfWater]) | 0.25 | Yes | (([DepOfGrease] + [DepOfSolids]) / ([DepOfGrease] + [DepOfSolids] + [DepOfWater])) * 1.05
|  |  |  | Neighborhood Smokehouse | 9284 | 1403 Winter St., Winter St., 1403, Fort Wayne 46803
[7 empty] | EX200 | ABOVE-FLOOR | Above floor to the right of the 3 basin sink. |  |  |  | 25 | gpm |  | in | Weekly | No |  | 4 | Yes | 5 | Yes | 0.25 | No | ([DepOfGrease] + [DepOfSolids]) / ([DepOfGrease] + [DepOfSolids] + [DepOfWater]) | 0.25 | Yes | (([DepOfGrease] + [DepOfSolids]) / ([DepOfGrease] + [DepOfSolids] + [DepOfWater])) * 1.05
|  |  |  | Neisawh Market | 17883 | 4606 Parnell Ave., Fort Wayne 46825
[7 empty] | EX200 | ABOVE-FLOOR | Located right of the 3 compartment sink in the kitchen. | BK Resources | 2023-07-31 |  | 20 | gpm |  | in |  | Yes | middle bar missing where bolt screws in and baffle malfunctioning/broken. Requiring replacement 7.19.23 Replaced 7.31.23 | 4 | Yes | 5 | Yes | 0.25 | No | ([DepOfGrease] + [DepOfSolids]) / ([DepOfGrease] + [DepOfSolids] + [DepOfWater]) | 0.25 | Yes | (([DepOfGrease] + [DepOfSolids]) / ([DepOfGrease] + [DepOfSolids] + [DepOfWater])) * 1.05
|  |  |  | Nessma Hookah Lounge | 17889 | 5703 St. Joe Rd., Fort Wayne 46803
[7 empty] | EX200 | ABOVE-FLOOR | Located in-between the 3 compartment sink and the utility/mop sink. In the back dish area of the kitchen. | BK Resources |  |  | 20 | gpm |  | in | Every 2 Weeks | No | As of 2/22/2021 the grease trap was installed backwards. They were told to fix the installation and turn it around. | 4 | Yes | 5 | Yes | 0.25 | No | ([DepOfGrease] + [DepOfSolids]) / ([DepOfGrease] + [DepOfSolids] + [DepOfWater]) | 0.25 | Yes | (([DepOfGrease] + [DepOfSolids]) / ([DepOfGrease] + [DepOfSolids] + [DepOfWater])) * 1.05
|  |  |  | Nestle | 17459 | 4301 W 450 S., 4301 W. 73rd St., Anderson 46011
|  |  |  | Nestle Dreyer's Ice Cream | 0045 | 3426 N. Wells St., Wells St., N., 3426, Fort Wayne 46808
[7 empty] | EX120 | OUTDOOR |  |  |  |  | 3000 | gal |  | in |  | No |  | 4 | Yes | 5 | Yes | 0.25 | No | ([DepOfGrease] + [DepOfSolids]) / ([DepOfGrease] + [DepOfSolids] + [DepOfWater]) | 0.25 | Yes | (([DepOfGrease] + [DepOfSolids]) / ([DepOfGrease] + [DepOfSolids] + [DepOfWater])) * 1.05
|  |  |  | New Beginnings Community Church | 18113 | 1121 Trick Ave., Fort Wayne 46808
[7 empty] | EX200 | ABOVE-FLOOR | under 2-basin sink in kitchen | Ashland Trap Distribution | 2023-03-13 |  | 4 | gpm |  | in |  | No |  | 4 | Yes | 5 | Yes | 0.25 | No | ([DepOfGrease] + [DepOfSolids]) / ([DepOfGrease] + [DepOfSolids] + [DepOfWater]) | 0.25 | Yes | (([DepOfGrease] + [DepOfSolids]) / ([DepOfGrease] + [DepOfSolids] + [DepOfWater])) * 1.05
|  |  |  | New Covenant Worship Center/The Impact Center | 1105 | 3420 E. Paulding Rd., Paulding Rd., E., 3420, Fort Wayne 46816
[7 empty] | EX100 | OUTDOOR | Located north of the building toward the west end. | Unknown | 2020-04-15 |  | 1000 | gal |  | in |  | Yes | Outlet tee and down-leg in place, no inlet tee, center baffle is open at top and presumed bottom. | 4 | Yes | 5 | Yes | 0.25 | No | ([DepOfGrease] + [DepOfSolids]) / ([DepOfGrease] + [DepOfSolids] + [DepOfWater]) | 0.25 | Yes | (([DepOfGrease] + [DepOfSolids]) / ([DepOfGrease] + [DepOfSolids] + [DepOfWater])) * 1.05
|  |  |  | New Double Dragon Chinese Restaurant | 9013 | 117 W. Wayne St., Wayne St., W., 117, Fort Wayne 46802
[7 empty] | EX200 | ABOVE-FLOOR | Located along east wall - plumbed to wok stove - low profile | PDI |  |  | 20 | gpm |  | in | Weekly | No |  | 4 | Yes | 5 | Yes | 0.25 | No | ([DepOfGrease] + [DepOfSolids]) / ([DepOfGrease] + [DepOfSolids] + [DepOfWater]) | 0.25 | Yes | (([DepOfGrease] + [DepOfSolids]) / ([DepOfGrease] + [DepOfSolids] + [DepOfWater])) * 1.05
[7 empty] | EX201 | ABOVE-FLOOR | Located along west wall under the 3-compartment sink | Unknown |  |  | 20 | gpm |  | in | Weekly | Yes |  | 4 | Yes | 5 | Yes | 0.25 | No | ([DepOfGrease] + [DepOfSolids]) / ([DepOfGrease] + [DepOfSolids] + [DepOfWater]) | 0.25 | Yes | (([DepOfGrease] + [DepOfSolids]) / ([DepOfGrease] + [DepOfSolids] + [DepOfWater])) * 1.05
|  |  |  | New Haven Bakery | 18440 | 915 Lincoln Hwy East, New Haven 46774
|  |  |  | New Hong Kong Restaurant | 9617 | 3245 St. Joe Ctr. Rd., St. Joe Ctr. Rd., 3245, Fort Wayne 46835
[7 empty] | EX200 | IN-FLOOR | under the wok stove |  |  |  | 20 | gpm |  | in | Every 2 Weeks | No | Thick Grease and Oil | 4 | Yes | 5 | Yes | 0.25 | No | ([DepOfGrease] + [DepOfSolids]) / ([DepOfGrease] + [DepOfSolids] + [DepOfWater]) | 0.25 | Yes | (([DepOfGrease] + [DepOfSolids]) / ([DepOfGrease] + [DepOfSolids] + [DepOfWater])) * 1.05
[7 empty] | EX201 | ABOVE-FLOOR | Under the 3-basin sink | Zurn | 2024-06-14 |  | 25 | gpm |  | in | Every 2 Weeks | Yes |  | 4 | Yes | 5 | Yes | 0.25 | No | ([DepOfGrease] + [DepOfSolids]) / ([DepOfGrease] + [DepOfSolids] + [DepOfWater]) | 0.25 | Yes | (([DepOfGrease] + [DepOfSolids]) / ([DepOfGrease] + [DepOfSolids] + [DepOfWater])) * 1.05
|  |  |  | New Life Fellowship | 0566 | 902 Putnam St., Putnam St., 902, Fort Wayne 46808
|  |  |  | New Life Supermarket | 17634 | 5521 S. Anthony Blvd., Anthony Blvd., S., 5521, Fort Wayne 46806
[7 empty] | EX600 |  | No Grease Trap Required at this time. (9/20/18) |  |  |  |  | gal |  | in |  | No |  | 4 | Yes | 5 | Yes | 0.25 | No | ([DepOfGrease] + [DepOfSolids]) / ([DepOfGrease] + [DepOfSolids] + [DepOfWater]) | 0.25 | Yes | (([DepOfGrease] + [DepOfSolids]) / ([DepOfGrease] + [DepOfSolids] + [DepOfWater])) * 1.05
|  |  |  | New Process Inc. | 18151 | 310 W. Cook Rd., Cook Rd., W., 310, Fort Wayne 46825
[7 empty] | EX600 |  | No O/S on site | [6 empty] | in |  | No |  | 4 | Yes | 5 | Yes | 0.25 | No | ([DepOfGrease] + [DepOfSolids]) / ([DepOfGrease] + [DepOfSolids] + [DepOfWater]) | 0.25 | Yes | (([DepOfGrease] + [DepOfSolids]) / ([DepOfGrease] + [DepOfSolids] + [DepOfWater])) * 1.05
|  |  |  | Nine Mile Restaurant | 1206 | 13398 U.S. 27 S., Fort Wayne 46816
[7 empty] | EX100 | OUTDOOR | behind building by dumpsters |  | 2019-01-01 |  | 1000 | gal |  | in | Quarterly | No | estimated install date 2019 - outlet tee installed and functional center baffle in place and functional | 4 | Yes | 5 | Yes | 0.25 | No | ([DepOfGrease] + [DepOfSolids]) / ([DepOfGrease] + [DepOfSolids] + [DepOfWater]) | 0.25 | Yes | (([DepOfGrease] + [DepOfSolids]) / ([DepOfGrease] + [DepOfSolids] + [DepOfWater])) * 1.05
|  |  |  | Ninth Avenue Foods | 18239 | 6350 S 175 W, Columbus 47201
|  |  |  | Nolt's Marketplace | 10301 | 10370 Leo Rd., Leo Rd., 10370, Fort Wayne 46845
[7 empty] | EX200 | IN-FLOOR | Under the 3 basin sink | Schier Products | 2024-10-18 |  | 20 | gpm |  | in | Every 2 Weeks | Yes |  | 4 | Yes | 5 | Yes | 0.25 | No | ([DepOfGrease] + [DepOfSolids]) / ([DepOfGrease] + [DepOfSolids] + [DepOfWater]) | 0.25 | Yes | (([DepOfGrease] + [DepOfSolids]) / ([DepOfGrease] + [DepOfSolids] + [DepOfWater])) * 1.05
|  |  |  | Noodles & Company | 0965 | 4602 Illinois Rd, Illinois Rd, 4602, Fort Wayne 46804
[7 empty] | EX100 | OUTDOOR | Grease trap located east of the building in the grass, directly out from the side door. | Unknown |  |  | 1000 | gal |  | in |  | No | Grease trap for Noodles & company only but the control manhole manhole is for the entire complex | 4 | Yes | 5 | Yes | 0.25 | No | ([DepOfGrease] + [DepOfSolids]) / ([DepOfGrease] + [DepOfSolids] + [DepOfWater]) | 0.25 | Yes | (([DepOfGrease] + [DepOfSolids]) / ([DepOfGrease] + [DepOfSolids] + [DepOfWater])) * 1.05
|  |  |  | Norfolk Southern | 17544 | 2400 Nuttman Ave, Fort Wayne 46809
|  |  |  | Nori Asian Fusion Cuisine | 9535 | 2882 E. Dupont Rd., Dupont Rd., E., 2882, Fort Wayne 46825
[7 empty] | EX200 | ABOVE-FLOOR | Located right of the 3 compartment sink, along the east wall in the kitchen, above floor, 20 gpm capacity, Canplas Products. | Canplas |  |  | 20 | gpm |  | in | Every 2 Weeks | No | 3 compartment sink and wok stove are plumbed to it. | 4 | Yes | 5 | Yes | 0.25 | No | ([DepOfGrease] + [DepOfSolids]) / ([DepOfGrease] + [DepOfSolids] + [DepOfWater]) | 0.25 | Yes | (([DepOfGrease] + [DepOfSolids]) / ([DepOfGrease] + [DepOfSolids] + [DepOfWater])) * 1.05
[7 empty] | EX201 | ABOVE-FLOOR | Located under the pre-wash sink along the west wall of the kitchen, above floor, black plastic, 25 gpm capacity, Schier Products. | Schier Products | 2017-08-28 |  | 25 | gpm |  | in | Every 2 Weeks | Yes | Only pre-wash sink plumbed to it. | 4 | Yes | 5 | Yes | 0.25 | No | ([DepOfGrease] + [DepOfSolids]) / ([DepOfGrease] + [DepOfSolids] + [DepOfWater]) | 0.25 | Yes | (([DepOfGrease] + [DepOfSolids]) / ([DepOfGrease] + [DepOfSolids] + [DepOfWater])) * 1.05
|  |  |  | North Christian Daycare and Preschool | 9870 | 5201 S. Camden Dr., Camden Dr., S., 5201, Fort Wayne 46825
|  |  |  | North Highlands Nutrition Site | 9409 | 2100 St. Mary's Ave., St. Mary's Ave., 2100, Fort Wayne 46808
|  |  |  | North Pointe Marathon | 17617 | 1828 W. Dupont Rd, Dupont Rd., W., 1828, Fort Wayne 46818
[7 empty] | EX100 | OUTDOOR | Located south of the building in a parking space. 2 access manholes. |  |  |  | 1000 | gal |  | in |  | No | Cement rings in place so outlet tee and downleg probably missing. | 4 | Yes | 5 | Yes | 0.25 | No | ([DepOfGrease] + [DepOfSolids]) / ([DepOfGrease] + [DepOfSolids] + [DepOfWater]) | 0.25 | Yes | (([DepOfGrease] + [DepOfSolids]) / ([DepOfGrease] + [DepOfSolids] + [DepOfWater])) * 1.05
|  |  |  | North Side High School | 9096 | 475 E. State Blvd., State Blvd., E., 475, Fort Wayne 46805
[7 empty] | EX100 | OUTDOOR | Located northwest of the building outside of door 21, one access manhole. |  |  |  | 2500 | gal |  | in | SemiAnnual | No | The inlet down-leg is longer than the outlet down-leg. | 4 | Yes | 5 | Yes | 0.25 | No | ([DepOfGrease] + [DepOfSolids]) / ([DepOfGrease] + [DepOfSolids] + [DepOfWater]) | 0.25 | Yes | (([DepOfGrease] + [DepOfSolids]) / ([DepOfGrease] + [DepOfSolids] + [DepOfWater])) * 1.05
|  |  |  | Northcrest Elementary School | 9878 | 5301 Archwood Lane, Archwood Lane, 5301, Fort Wayne 46825
[7 empty] | EX600 |  | No grease interceptor required - no cooking or food prep done on-site |  |  |  |  | gal |  | in |  | No |  | 4 | Yes | 5 | Yes | 0.25 | No | ([DepOfGrease] + [DepOfSolids]) / ([DepOfGrease] + [DepOfSolids] + [DepOfWater]) | 0.25 | Yes | (([DepOfGrease] + [DepOfSolids]) / ([DepOfGrease] + [DepOfSolids] + [DepOfWater])) * 1.05
|  |  |  | Northeast Indiana Innovation Center | 17373 | 3201 Stellhorn Rd., Fort Wayne 46815
[7 empty] | EX100 | OUTDOOR | E of building in breezeway between two buildings |  |  |  | 1000 | gal |  | in |  | No |  | 4 | Yes | 5 | Yes | 0.25 | No | ([DepOfGrease] + [DepOfSolids]) / ([DepOfGrease] + [DepOfSolids] + [DepOfWater]) | 0.25 | Yes | (([DepOfGrease] + [DepOfSolids]) / ([DepOfGrease] + [DepOfSolids] + [DepOfWater])) * 1.05
|  |  |  | Northeast Indiana Small Business Development Center | 9557 | 3000 E. Coliseum Blvd., Coliseum Blvd., E., 3000, Fort Wayne 46805
|  |  |  | Northern Path Recovery Center | 9576 | 3110 E. Coliseum Blvd., Coliseum Blvd., E., 3110, Fort Wayne 46805
|  |  |  | Northrop High School | 10148 | 7001 Coldwater Rd., Coldwater Rd., 7001, Fort Wayne 46825
[7 empty] | EX100 | OUTDOOR | N of building in grass between doors 5B & 5C |  |  |  | 2000 | gal |  | in |  | No |  | 4 | Yes | 5 | Yes | 0.25 | No | ([DepOfGrease] + [DepOfSolids]) / ([DepOfGrease] + [DepOfSolids] + [DepOfWater]) | 0.25 | Yes | (([DepOfGrease] + [DepOfSolids]) / ([DepOfGrease] + [DepOfSolids] + [DepOfWater])) * 1.05
[7 empty] | EX200 | ABOVE-FLOOR | Press box - Located along the north wall of the concession kitchen. | Schier Products | 2019-10-10 |  | 20 | gpm |  | in | SemiAnnual | No |  | 4 | Yes | 5 | Yes | 0.25 | No | ([DepOfGrease] + [DepOfSolids]) / ([DepOfGrease] + [DepOfSolids] + [DepOfWater]) | 0.25 | Yes | (([DepOfGrease] + [DepOfSolids]) / ([DepOfGrease] + [DepOfSolids] + [DepOfWater])) * 1.05
|  |  |  | Northside Plumbing | 17545 | 2234 N. Clinton, Clinton N., 2234, Fort Wayne 46805
|  |  |  | Northwest Allen Count Schools Transportation Center | 17876 | 12922 Corbin Rd., Fort Wayne 46845
[7 empty] | EX311 | OUTDOOR | Oil/Sand Separator |  | 2020-08-01 |  | 1000 | gal |  | in |  | Yes | Locate South of bldg east of the chain link fence and north of the bus entrance in partial sidewalk | 4 | Yes | 5 | Yes | 0.25 | No | ([DepOfGrease] + [DepOfSolids]) / ([DepOfGrease] + [DepOfSolids] + [DepOfWater]) | 0.25 | Yes | (([DepOfGrease] + [DepOfSolids]) / ([DepOfGrease] + [DepOfSolids] + [DepOfWater])) * 1.05
|  |  |  | Northwest Allen County Schools | 17723 | 13119 Coldwater Rd, Fort Wayne 46845
|  |  |  | Northwest Solidification | 17877 | N012 OH 65, McClure
|  |  |  | Northwood Middle School | 9241 | 1201 E. Washington Ctr. Rd., Washington Ctr. Rd., E., 1201, Fort Wayne 46825
[7 empty] | EX100 | OUTDOOR | Located south of the building in the grass between door 5B & 5C |  | 2023-07-25 |  | 1000 | gal |  | in |  | No | new 7.25.23 | 4 | Yes | 5 | Yes | 0.25 | No | ([DepOfGrease] + [DepOfSolids]) / ([DepOfGrease] + [DepOfSolids] + [DepOfWater]) | 0.25 | Yes | (([DepOfGrease] + [DepOfSolids]) / ([DepOfGrease] + [DepOfSolids] + [DepOfWater])) * 1.05
[7 empty] | EX150 | ABOVE-FLOOR | Under the pre-wash sink | Zurn | 2023-08-07 |  |  |  |  | in |  | Yes |  | 4 | Yes | 5 | Yes | 0.25 | No | ([DepOfGrease] + [DepOfSolids]) / ([DepOfGrease] + [DepOfSolids] + [DepOfWater]) | 0.25 | Yes | (([DepOfGrease] + [DepOfSolids]) / ([DepOfGrease] + [DepOfSolids] + [DepOfWater])) * 1.05
[7 empty] | EX151 | ABOVE-FLOOR | Under the 2-basin sink, left basin |  | 2023-08-07 |  |  |  |  | in |  | Yes |  | 4 | Yes | 5 | Yes | 0.25 | No | ([DepOfGrease] + [DepOfSolids]) / ([DepOfGrease] + [DepOfSolids] + [DepOfWater]) | 0.25 | Yes | (([DepOfGrease] + [DepOfSolids]) / ([DepOfGrease] + [DepOfSolids] + [DepOfWater])) * 1.05
|  |  |  | Nothing Bundt Cakes | 18256 | 1726 Apple Glenn Blvd, Fort Wayne 46804
|  |  |  | Nothing Bundt Cakes No. 358 | 17776 | 6409 Lima Rd., Lima Rd., 6409, Fort Wayne 46818
[7 empty] | EX200 | IN-FLOOR | In floor in back kitchen; west end | Schier Products |  |  | 75 | gpm |  | in | Every 2 Weeks | No |  | 4 | Yes | 5 | Yes | 0.25 | No | ([DepOfGrease] + [DepOfSolids]) / ([DepOfGrease] + [DepOfSolids] + [DepOfWater]) | 0.25 | Yes | (([DepOfGrease] + [DepOfSolids]) / ([DepOfGrease] + [DepOfSolids] + [DepOfWater])) * 1.05
|  |  |  | Novae | 17947 | 1 Novae Parkway, Markle 46770
|  |  |  | Novae Corp | 17943 | 11870 N 650 E, North Manchester 46962
|  |  |  | Novae Corp | 17974 | 643 Ellsworth Ave, Columbia City 46725
|  |  |  | Nutrition is Life | 9441 | 2228 S. Calhoun St., Calhoun St., S., 2228, Fort Wayne 46807
[7 empty] | EX600 |  | No grease interceptor - one needs installed |  |  |  |  | gal |  | in |  | No |  | 4 | Yes | 5 | Yes | 0.25 | No | ([DepOfGrease] + [DepOfSolids]) / ([DepOfGrease] + [DepOfSolids] + [DepOfWater]) | 0.25 | Yes | (([DepOfGrease] + [DepOfSolids]) / ([DepOfGrease] + [DepOfSolids] + [DepOfWater])) * 1.05
|  |  |  | Oak and Alley | 17829 | 2308 E. Center St., Warsaw 46580
|  |  |  | Oak View Elementary School | 10341 | 13123 Coldwater Rd., Coldwater Rd., 13123, Fort Wayne 46845
[7 empty] | EX100 | OUTDOOR | Located NE of building in concrete, near doors 9 & 10 |  | 2020-02-10 |  | 1000 | gal |  | in |  | Yes |  | 4 | Yes | 5 | Yes | 0.25 | No | ([DepOfGrease] + [DepOfSolids]) / ([DepOfGrease] + [DepOfSolids] + [DepOfWater]) | 0.25 | Yes | (([DepOfGrease] + [DepOfSolids]) / ([DepOfGrease] + [DepOfSolids] + [DepOfWater])) * 1.05
[7 empty] | EX150 |  | Solids interceptor |  | 2020-02-10 |  |  | gal |  | in |  | Yes | fabricated by Schenkel Construction's plumbers. | 4 | Yes | 5 | Yes | 0.25 | No | ([DepOfGrease] + [DepOfSolids]) / ([DepOfGrease] + [DepOfSolids] + [DepOfWater]) | 0.25 | Yes | (([DepOfGrease] + [DepOfSolids]) / ([DepOfGrease] + [DepOfSolids] + [DepOfWater])) * 1.05
|  |  |  | Oakridge Temple Church/Food Bank | 9523 | 2808 Evans St., Evans St., 2808, Fort Wayne 46806
|  |  |  | O-Cha Thai | 18427 | 1622 Broadway - W8, Fort Wayne 46803
|  |  |  | O'Charley's | 9250 | 1220 Illinois Rd., Illinois Rd., 1220, Fort Wayne 46804
[7 empty] | EX100 | OUTDOOR | Located on North side of building in alley near back door | Unknown |  |  | 1000 | gal |  | in | Quarterly | No | 1MH | 4 | Yes | 5 | Yes | 0.25 | No | ([DepOfGrease] + [DepOfSolids]) / ([DepOfGrease] + [DepOfSolids] + [DepOfWater]) | 0.25 | Yes | (([DepOfGrease] + [DepOfSolids]) / ([DepOfGrease] + [DepOfSolids] + [DepOfWater])) * 1.05
|  |  |  | O'Daniel Porsche | 18403 | 5809 Illinois Rd., Fort Wayne 46804
|  |  |  | O'Daniels | 17804 | 5611 Illinois Rd., Illinois Rd., 5611, Fort Wayne 46804
[7 empty] | EX311 | OUTDOOR | Oil/Sand Separator, West of the Building - Between Audi Service Door and West of 6 garage doors - in parking stalls - closer to chain link fence |  |  |  | 1000 | gal | 180 | in |  | No |  | 4 | Yes | 5 | Yes | 0.25 | No | ([DepOfGrease] + [DepOfSolids]) / ([DepOfGrease] + [DepOfSolids] + [DepOfWater]) | 0.25 | Yes | (([DepOfGrease] + [DepOfSolids]) / ([DepOfGrease] + [DepOfSolids] + [DepOfWater])) * 1.05
|  |  |  | Oh Five Scoop Shop | 17291 | 1937 E. State Blvd., State Blvd., E, Fort Wayne 46805
[7 empty] | EX200 | ABOVE-FLOOR | Located right of the 3 compartment sink, above the floor, grey plastic. | Canplas |  |  | 20 | gpm |  | in | Every 2 Weeks | No |  | 4 | Yes | 5 | Yes | 0.25 | No | ([DepOfGrease] + [DepOfSolids]) / ([DepOfGrease] + [DepOfSolids] + [DepOfWater]) | 0.25 | Yes | (([DepOfGrease] + [DepOfSolids]) / ([DepOfGrease] + [DepOfSolids] + [DepOfWater])) * 1.05
[7 empty] | EX201 | ABOVE-FLOOR | located R of dipper well; receives flow from dipper well. Metal | Unknown |  |  | 4 | gpm |  | in | Every 2 Weeks | No |  | 4 | Yes | 5 | Yes | 0.25 | No | ([DepOfGrease] + [DepOfSolids]) / ([DepOfGrease] + [DepOfSolids] + [DepOfWater]) | 0.25 | Yes | (([DepOfGrease] + [DepOfSolids]) / ([DepOfGrease] + [DepOfSolids] + [DepOfWater])) * 1.05
|  |  |  | Old Crown Coffee Roasters | 9646 | 3417 N. Anthony Blvd., Anthony Blvd., N., 3417, Fort Wayne 46805
[7 empty] | EX200 | IN-FLOOR | Left of 3 compartment sink, in floor, 20 gpm, plastic | Unknown |  |  | 20 | gpm |  | in | Annual | No |  | 4 | Yes | 5 | Yes | 0.25 | No | ([DepOfGrease] + [DepOfSolids]) / ([DepOfGrease] + [DepOfSolids] + [DepOfWater]) | 0.25 | Yes | (([DepOfGrease] + [DepOfSolids]) / ([DepOfGrease] + [DepOfSolids] + [DepOfWater])) * 1.05
|  |  |  | Oley's Pizza | 10320 | 10910 US Hwy 24 W., US Hwy 24 W., 10910, Fort Wayne 46814
|  |  |  | Oley's Pizza Shoppe | 9296 | 1427 N. Coliseum Blvd., Coliseum Blvd., N., 1427, Fort Wayne 46815
[7 empty] | EX200 | ABOVE-FLOOR | Right of pre-wash sink | Canplas | 2021-05-30 |  | 20 | gpm |  | in | Every 2 Weeks | No | New above-floor trap installed 5/30/2021. Inlet baffle and outlet baffle installed and in new condition as of 6/2/21 | 4 | Yes | 5 | Yes | 0.25 | No | ([DepOfGrease] + [DepOfSolids]) / ([DepOfGrease] + [DepOfSolids] + [DepOfWater]) | 0.25 | Yes | (([DepOfGrease] + [DepOfSolids]) / ([DepOfGrease] + [DepOfSolids] + [DepOfWater])) * 1.05
|  |  |  | Olive Garden #1186 | 1476 | 315 W. Coliseum Blvd., Coliseum Blvd., W., 315, Fort Wayne 46805
[7 empty] | EX100 | OUTDOOR | Located in landscaping on East side of building. |  |  |  | 1000 | gal |  | in |  | No |  | 4 | Yes | 5 | Yes | 0.25 | No | ([DepOfGrease] + [DepOfSolids]) / ([DepOfGrease] + [DepOfSolids] + [DepOfWater]) | 0.25 | Yes | (([DepOfGrease] + [DepOfSolids]) / ([DepOfGrease] + [DepOfSolids] + [DepOfWater])) * 1.05
|  |  |  | One Life Nutrition | 10029 | 6207 Plantation Lane, Plantation Lane, 6207, Fort Wayne 46815
[7 empty] | EX200 | ABOVE-FLOOR | under the three basin sink |  | 2021-05-10 |  | 15 | gpm |  | in | Every 2 Weeks | No | new trap 5/10/2021 | 4 | Yes | 5 | Yes | 0.25 | No | ([DepOfGrease] + [DepOfSolids]) / ([DepOfGrease] + [DepOfSolids] + [DepOfWater]) | 0.25 | Yes | (([DepOfGrease] + [DepOfSolids]) / ([DepOfGrease] + [DepOfSolids] + [DepOfWater])) * 1.05
[7 empty] | EX600 |  | No extractor |  |  |  |  | gal |  | in |  | No |  | 4 | Yes | 5 | Yes | 0.25 | No | ([DepOfGrease] + [DepOfSolids]) / ([DepOfGrease] + [DepOfSolids] + [DepOfWater]) | 0.25 | Yes | (([DepOfGrease] + [DepOfSolids]) / ([DepOfGrease] + [DepOfSolids] + [DepOfWater])) * 1.05
|  |  |  | One Stop Store | 17621 | 1232 E. Creighton Ave, Fort Wayne 46803
[7 empty] | EX200 | ABOVE-FLOOR | right of the 2-basin sink | Canplas | 2024-05-13 |  | 25 | gpm |  | in | Every 2 Weeks | Yes |  | 4 | Yes | 5 | Yes | 0.25 | No | ([DepOfGrease] + [DepOfSolids]) / ([DepOfGrease] + [DepOfSolids] + [DepOfWater]) | 0.25 | Yes | (([DepOfGrease] + [DepOfSolids]) / ([DepOfGrease] + [DepOfSolids] + [DepOfWater])) * 1.05
|  |  |  | Ophelia's | 17628 | 1603 N. Wells St., Wells St., N., 1603, Fort Wayne 46808
[7 empty] | EX200 | ABOVE-FLOOR | Above floor metal grease trap by the 3-basin sink. | BK Resources |  |  | 20 | gpm |  | in |  | No |  | 4 | Yes | 5 | Yes | 0.25 | No | ([DepOfGrease] + [DepOfSolids]) / ([DepOfGrease] + [DepOfSolids] + [DepOfWater]) | 0.25 | Yes | (([DepOfGrease] + [DepOfSolids]) / ([DepOfGrease] + [DepOfSolids] + [DepOfWater])) * 1.05
|  |  |  | Orchard Ridge Country Club | 9813 | 4531 Lwr. Huntington Rd., Lwr. Huntington Rd., 4531, Fort Wayne 46809
[7 empty] | EX200 | ABOVE-FLOOR | Located to the right of 2 compartment sink in lower kitchen. | Schier Products | 2021-07-01 |  | 20 | gpm |  | in | Every 2 Weeks | No |  | 4 | Yes | 5 | Yes | 0.25 | No | ([DepOfGrease] + [DepOfSolids]) / ([DepOfGrease] + [DepOfSolids] + [DepOfWater]) | 0.25 | Yes | (([DepOfGrease] + [DepOfSolids]) / ([DepOfGrease] + [DepOfSolids] + [DepOfWater])) * 1.05
|  |  |  | O'Reilly Auto Parts | 9957 | 5801 S. Anthony Blvd., Anthony Blvd., S., 5801, Fort Wayne 46806
|  |  |  | Oriental Buffet | 17830 | 561 N. Line St. #A, Columbia City 46725
|  |  |  | Orthopaedic Hospital at Parkview North | 10323 | 11119 Parkview Plaza Dr., Parkview Plaza Dr., 11119, Fort Wayne 46845
|  |  |  | O'Sullivan's Irish-Italian Pub | 3759 | 1808 W. Main St., Main St., W., 1808, Fort Wayne 46808
|  |  |  | Our Lady of Good Hope Catholic Church | 18195 | 7215 Saint Joe Rd., Fort Wayne 46835
[7 empty] | EX200 | IN-FLOOR | In the gym concession stand | Schier Products | 2024-08-21 |  | 20 | gpm |  | in |  | Yes |  | 4 | Yes | 5 | Yes | 0.25 | No | ([DepOfGrease] + [DepOfSolids]) / ([DepOfGrease] + [DepOfSolids] + [DepOfWater]) | 0.25 | Yes | (([DepOfGrease] + [DepOfSolids]) / ([DepOfGrease] + [DepOfSolids] + [DepOfWater])) * 1.05
|  |  |  | Out of Town FSE | 0041 | ,
|  |  |  | Out of Town Septic | 17648 | , Fort Wayne 46803
|  |  |  | Outback Steakhouse | 17775 | 5455 Coventry Ln., Fort Wayne 46804
|  |  |  | Overawed Hair & Nail Salon | 18422 | 2306 Calhoun St., Fort Wayne 46807
|  |  |  | Overtime Bar & Grill/SportONE Parkview Ice House | 17342 | 3869 Ice Way, Ice Way, 3869, Fort Wayne 46805
[7 empty] | EX100 | OUTDOOR | located NE corner of building in concrete |  |  |  | 1000 | gal |  | in | Annual | No |  | 4 | Yes | 5 | Yes | 0.25 | No | ([DepOfGrease] + [DepOfSolids]) / ([DepOfGrease] + [DepOfSolids] + [DepOfWater]) | 0.25 | Yes | (([DepOfGrease] + [DepOfSolids]) / ([DepOfGrease] + [DepOfSolids] + [DepOfWater])) * 1.05
|  |  |  | Oxford Express | 17595 | 1416 Oxford St., Oxford St., 1416, Fort Wayne 46806
[7 empty] | EX200 | ABOVE-FLOOR | Under the 3-basin sink. | BK Resources | 2018-04-13 |  | 20 | gpm |  | in | Every 2 Weeks | No |  | 4 | Yes | 5 | Yes | 0.25 | No | ([DepOfGrease] + [DepOfSolids]) / ([DepOfGrease] + [DepOfSolids] + [DepOfWater]) | 0.25 | Yes | (([DepOfGrease] + [DepOfSolids]) / ([DepOfGrease] + [DepOfSolids] + [DepOfWater])) * 1.05
|  |  |  | Oxford Food Market/Midwest Deli | 0091 | 1118 Oxford St., Oxford St., 1118, Fort Wayne 46806
[7 empty] | EX600 |  | No grease interceptor, known for a fact. | [6 empty] | in |  | No | All food is pre-packaged. | 4 | Yes | 5 | Yes | 0.25 | No | ([DepOfGrease] + [DepOfSolids]) / ([DepOfGrease] + [DepOfSolids] + [DepOfWater]) | 0.25 | Yes | (([DepOfGrease] + [DepOfSolids]) / ([DepOfGrease] + [DepOfSolids] + [DepOfWater])) * 1.05
|  |  |  | Oxford One Stop | 9560 | 3003 Oxford St., Oxford St., 3003, Fort Wayne 46806
|  |  |  | P. F. Changs | 17644 | 4201 Coldwater Rd., Ste. D, Coldwater Rd., 4201., Ste. D, Fort Wayne 46805
[7 empty] | EX100 | OUTDOOR | Located east of the building in the grass island near the carry out door. Inline with EX002 | Schier Products | 2018-10-10 |  | 250 | gal |  | in | Monthly | Yes | OIG-Plastic, 2 access manholes. Inline with EX002 | 4 | Yes | 5 | Yes | 0.25 | No | ([DepOfGrease] + [DepOfSolids]) / ([DepOfGrease] + [DepOfSolids] + [DepOfWater]) | 0.25 | Yes | (([DepOfGrease] + [DepOfSolids]) / ([DepOfGrease] + [DepOfSolids] + [DepOfWater])) * 1.05
[7 empty] | EX101 | OUTDOOR | Located east of the building in the grass island, inline with EX001. | Schier Products | 2018-10-10 |  | 250 | gal |  | in | Monthly | Yes | OIG-Plastic, 2 access manholes. Inline with EX001 | 4 | Yes | 5 | Yes | 0.25 | No | ([DepOfGrease] + [DepOfSolids]) / ([DepOfGrease] + [DepOfSolids] + [DepOfWater]) | 0.25 | Yes | (([DepOfGrease] + [DepOfSolids]) / ([DepOfGrease] + [DepOfSolids] + [DepOfWater])) * 1.05
|  |  |  | PACE of Northeast Indiana | 9549 | 2927 Lake Ave., Lake Ave., 2927, Fort Wayne 46805
|  |  |  | Pacos Buffet | 18253 | 1531 Goshen Rd., Fort Wayne 46808
[7 empty] | EX200 | ABOVE-FLOOR | Right of 3-basin sink |  | 2025-12-10 |  | 25 | gpm |  | in |  | Yes |  | 4 | Yes | 5 | Yes | 0.25 | No | ([DepOfGrease] + [DepOfSolids]) / ([DepOfGrease] + [DepOfSolids] + [DepOfWater]) | 0.25 | Yes | (([DepOfGrease] + [DepOfSolids]) / ([DepOfGrease] + [DepOfSolids] + [DepOfWater])) * 1.05
[7 empty] | EX500 | IN-FLOOR | Left of the 3-basin sink |  |  | 2025-12-10 | 25 | gpm |  | in |  | Yes | piped through to retire it | 4 | Yes | 5 | Yes | 0.25 | No | ([DepOfGrease] + [DepOfSolids]) / ([DepOfGrease] + [DepOfSolids] + [DepOfWater]) | 0.25 | Yes | (([DepOfGrease] + [DepOfSolids]) / ([DepOfGrease] + [DepOfSolids] + [DepOfWater])) * 1.05
|  |  |  | Pair A Dice | 9588 | 3131 E. Pontiac St., Pontiac St., E., 3131, Fort Wayne 46803
|  |  |  | Pak Mail | 17346 | 7525 Maplecrest Rd, Fort Wayne 46835
[7 empty] | EX600 |  | No grease trap at this location |  |  |  |  | gal |  | in |  | No |  | 4 | Yes | 5 | Yes | 0.25 | No | ([DepOfGrease] + [DepOfSolids]) / ([DepOfGrease] + [DepOfSolids] + [DepOfWater]) | 0.25 | Yes | (([DepOfGrease] + [DepOfSolids]) / ([DepOfGrease] + [DepOfSolids] + [DepOfWater])) * 1.05
|  |  |  | Panda Express | 17922 | 4589 E. Dupont Rd., Fort Wayne 46825
[7 empty] | EX100 | OUTDOOR | Located N side of building near back door | Unknown | 2021-06-08 |  | 1000 | gal |  | in | Quarterly | Yes |  | 4 | Yes | 5 | Yes | 0.25 | No | ([DepOfGrease] + [DepOfSolids]) / ([DepOfGrease] + [DepOfSolids] + [DepOfWater]) | 0.25 | Yes | (([DepOfGrease] + [DepOfSolids]) / ([DepOfGrease] + [DepOfSolids] + [DepOfWater])) * 1.05
|  |  |  | Panda Express | 18337 | 5470 Meijer Dr., Fort Wayne 46835
[7 empty] | EX100 | OUTDOOR |  | N/A | 2024-11-14 |  | 1000 | gal |  | in | Quarterly | No | G/T located by the menu board in the landscaping | 4 | Yes | 5 | Yes | 0.25 | No | ([DepOfGrease] + [DepOfSolids]) / ([DepOfGrease] + [DepOfSolids] + [DepOfWater]) | 0.25 | Yes | (([DepOfGrease] + [DepOfSolids]) / ([DepOfGrease] + [DepOfSolids] + [DepOfWater])) * 1.05
|  |  |  | Panda Express #1869 | 9142 | 6205 Lima Rd., Lima Rd., 6205, Fort Wayne 46818
[7 empty] | EX100 | OUTDOOR | Located in parking stall on west side of building, near back door |  | 2011-11-10 |  | 1250 | gal |  | in |  | Yes |  | 4 | Yes | 5 | Yes | 0.25 | No | ([DepOfGrease] + [DepOfSolids]) / ([DepOfGrease] + [DepOfSolids] + [DepOfWater]) | 0.25 | Yes | (([DepOfGrease] + [DepOfSolids]) / ([DepOfGrease] + [DepOfSolids] + [DepOfWater])) * 1.05
|  |  |  | Panda Express #1918 | 0134 | 1414 Apple Glen Blvd., Apple Glen Blvd., 1414, Fort Wayne 46804
[7 empty] | EX100 | OUTDOOR | Located in landscaping by back door on north side of building. Two access manholes |  |  |  | 1500 | gal |  | in | Quarterly | No |  | 4 | Yes | 5 | Yes | 0.25 | No | ([DepOfGrease] + [DepOfSolids]) / ([DepOfGrease] + [DepOfSolids] + [DepOfWater]) | 0.25 | Yes | (([DepOfGrease] + [DepOfSolids]) / ([DepOfGrease] + [DepOfSolids] + [DepOfWater])) * 1.05
|  |  |  | Panda Express #436 | 9771 | 4201 Coldwater Rd., Ste. FC-04, Coldwater Rd., 4201, Ste. FC-04, Fort Wayne 46805
[7 empty] | EX200 | IN-FLOOR | In front of wok stove |  |  |  |  | gal |  | in | Every 2 Weeks | No |  | 4 | Yes | 5 | Yes | 0.25 | No | ([DepOfGrease] + [DepOfSolids]) / ([DepOfGrease] + [DepOfSolids] + [DepOfWater]) | 0.25 | Yes | (([DepOfGrease] + [DepOfSolids]) / ([DepOfGrease] + [DepOfSolids] + [DepOfWater])) * 1.05
|  |  |  | Panderia El Quetzai | 18407 | 4151 Diplomat Plaza Ctr., Fort Wayne 46806
[7 empty] | EX200 | ABOVE-FLOOR | Utility Closet | San-i-Tech |  |  | 20 | gpm |  | in |  | No |  | 4 | Yes | 5 | Yes | 0.25 | No | ([DepOfGrease] + [DepOfSolids]) / ([DepOfGrease] + [DepOfSolids] + [DepOfWater]) | 0.25 | Yes | (([DepOfGrease] + [DepOfSolids]) / ([DepOfGrease] + [DepOfSolids] + [DepOfWater])) * 1.05
|  |  |  | Panera Bread | 17345 | 526 E. Coliseum Blvd., 528 E. Coliseum Blvd., Fort Wayne 46805
[7 empty] | EX200 | IN-FLOOR | next to three basin sink |  |  |  | 35 | gpm |  | in |  | No |  | 4 | Yes | 5 | Yes | 0.25 | No | ([DepOfGrease] + [DepOfSolids]) / ([DepOfGrease] + [DepOfSolids] + [DepOfWater]) | 0.25 | Yes | (([DepOfGrease] + [DepOfSolids]) / ([DepOfGrease] + [DepOfSolids] + [DepOfWater])) * 1.05
|  |  |  | Panera Bread #1079 | 9115 | 526 E. Coliseum Blvd., Coliseum Blvd., E., 526, Fort Wayne 46805
[7 empty] | EX200 | IN-FLOOR |  |  |  |  | 35 | gpm |  | in |  | No |  | 4 | Yes | 5 | Yes | 0.25 | No | ([DepOfGrease] + [DepOfSolids]) / ([DepOfGrease] + [DepOfSolids] + [DepOfWater]) | 0.25 | Yes | (([DepOfGrease] + [DepOfSolids]) / ([DepOfGrease] + [DepOfSolids] + [DepOfWater])) * 1.05
|  |  |  | Panera Bread #1832 | 17639 | 2104 E. Dupont Rd., Dupont Rd., E., 2104, Fort Wayne 46808
[7 empty] | EX100 | OUTDOOR | West of the building in the parking lot in a parking stall. 2-access manholes. | Unknown |  |  | 1000 | gal |  | in | Quarterly | No | Cleaned by Commercial Cleaning | 4 | Yes | 5 | Yes | 0.25 | No | ([DepOfGrease] + [DepOfSolids]) / ([DepOfGrease] + [DepOfSolids] + [DepOfWater]) | 0.25 | Yes | (([DepOfGrease] + [DepOfSolids]) / ([DepOfGrease] + [DepOfSolids] + [DepOfWater])) * 1.05
|  |  |  | Panera Bread #601070 | 10350 | 4110 W. Jefferson Blvd., Jefferson Blvd., W., 4110, Fort Wayne 46804
[7 empty] | EX200 | IN-FLOOR | Located under 3-basin sink. | Unknown |  |  | 20 | gpm |  | in | Monthly | No | Commercial Grease Trap cleans the trap monthly. | 4 | Yes | 5 | Yes | 0.25 | No | ([DepOfGrease] + [DepOfSolids]) / ([DepOfGrease] + [DepOfSolids] + [DepOfWater]) | 0.25 | Yes | (([DepOfGrease] + [DepOfSolids]) / ([DepOfGrease] + [DepOfSolids] + [DepOfWater])) * 1.05
|  |  |  | Pangabar Grocery | 2603 | 5520 Decatur Rd., Decatur Rd., 5520, Fort Wayne 46806
[7 empty] | EX200 | ABOVE-FLOOR | Black Plastic, above floor, by the 3-compartment sink. | Schier Products | 2017-04-04 |  | 50 | gpm |  | in | Every 2 Weeks | No |  | 4 | Yes | 5 | Yes | 0.25 | No | ([DepOfGrease] + [DepOfSolids]) / ([DepOfGrease] + [DepOfSolids] + [DepOfWater]) | 0.25 | Yes | (([DepOfGrease] + [DepOfSolids]) / ([DepOfGrease] + [DepOfSolids] + [DepOfWater])) * 1.05
|  |  |  | Papa Johns | 10088 | 6415 W. Jefferson Blvd., Jefferson Blvd., W., 6415, Fort Wayne 46804
|  |  |  | Papa Johns #243 | 5694 | 5626 Coldwater Rd., Coldwater Rd., 5626, Fort Wayne 46825
[7 empty] | EX100 | OUTDOOR | Located in landscape on north side of building, two access manholes, downleg in place, no inlet tee. | Unknown | 2018-01-23 |  | 1000 | gal |  | in | Quarterly | Yes | Consulting Bell 210-695-4402 will clean it out. | 4 | Yes | 5 | Yes | 0.25 | No | ([DepOfGrease] + [DepOfSolids]) / ([DepOfGrease] + [DepOfSolids] + [DepOfWater]) | 0.25 | Yes | (([DepOfGrease] + [DepOfSolids]) / ([DepOfGrease] + [DepOfSolids] + [DepOfWater])) * 1.05
|  |  |  | Papa John's #5012 | 17713 | 5119 E. Dupont Rd., Dupont Rd., E., 5119, Fort Wayne 46845
[7 empty] | EX100 | OUTDOOR | 2 access manholes; located N of building |  |  |  | 1000 | gal |  | in | Quarterly | No |  | 4 | Yes | 5 | Yes | 0.25 | No | ([DepOfGrease] + [DepOfSolids]) / ([DepOfGrease] + [DepOfSolids] + [DepOfWater]) | 0.25 | Yes | (([DepOfGrease] + [DepOfSolids]) / ([DepOfGrease] + [DepOfSolids] + [DepOfWater])) * 1.05
|  |  |  | Papa John's Pizza | 10042 | 6233 Bluffton Rd., Bluffton Rd., 6233, Fort Wayne 46809
[7 empty] | EX200 | ABOVE-FLOOR | Located in kitchen under 3-basin sink | Unknown |  |  | 15 | gpm |  | in |  | Yes |  | 4 | Yes | 5 | Yes | 0.25 | No | ([DepOfGrease] + [DepOfSolids]) / ([DepOfGrease] + [DepOfSolids] + [DepOfWater]) | 0.25 | Yes | (([DepOfGrease] + [DepOfSolids]) / ([DepOfGrease] + [DepOfSolids] + [DepOfWater])) * 1.05
[7 empty] | EX201 | ABOVE-FLOOR | Right of the 2-basin sink | Zurn | 2023-08-31 |  | 25 | gpm |  | in |  | No |  | 4 | Yes | 5 | Yes | 0.25 | No | ([DepOfGrease] + [DepOfSolids]) / ([DepOfGrease] + [DepOfSolids] + [DepOfWater]) | 0.25 | Yes | (([DepOfGrease] + [DepOfSolids]) / ([DepOfGrease] + [DepOfSolids] + [DepOfWater])) * 1.05
|  |  |  | Papa John's Pizza | 18024 | 1505 W. Dupont Rd. Ste. B, Fort Wayne 46825
[7 empty] | EX200 | IN-FLOOR | Locate in the floor in front of the 3-Basin sink | Schier Products | 2022-08-01 |  | 75 | gpm |  | in |  | Yes |  | 4 | Yes | 5 | Yes | 0.25 | No | ([DepOfGrease] + [DepOfSolids]) / ([DepOfGrease] + [DepOfSolids] + [DepOfWater]) | 0.25 | Yes | (([DepOfGrease] + [DepOfSolids]) / ([DepOfGrease] + [DepOfSolids] + [DepOfWater])) * 1.05
|  |  |  | Papa John's Pizza | 9025 | 1575 Goshen Ave. Ste. B, Goshen Ave., 1575, Fort Wayne 46808
|  |  |  | Papa John's Pizza #203 | 9499 | 2616 Maplecrest Rd., Maplecrest Rd., 2616, Fort Wayne 46815
[7 empty] | EX200 | ABOVE-FLOOR | Located next to 3-basin sink | Unknown |  |  |  | gal |  | in |  | No |  | 4 | Yes | 5 | Yes | 0.25 | No | ([DepOfGrease] + [DepOfSolids]) / ([DepOfGrease] + [DepOfSolids] + [DepOfWater]) | 0.25 | Yes | (([DepOfGrease] + [DepOfSolids]) / ([DepOfGrease] + [DepOfSolids] + [DepOfWater])) * 1.05
|  |  |  | Papermill on the Landing | 17912 | 118 W. Columbia St. Ste. 301, Fort Wayne 46803
[7 empty] | EX160 | OUTDOOR |  | Midwest Tile |  |  | 1000 | gal |  | in | Quarterly | No |  | 4 | Yes | 5 | Yes | 0.25 | No | ([DepOfGrease] + [DepOfSolids]) / ([DepOfGrease] + [DepOfSolids] + [DepOfWater]) | 0.25 | Yes | (([DepOfGrease] + [DepOfSolids]) / ([DepOfGrease] + [DepOfSolids] + [DepOfWater])) * 1.05
|  |  |  | Papi's Pizza | 17732 | 224 E. Wallace St., 220 E. Wallace St., Fort Wayne 46803
|  |  |  | Pappas Furs | 9526 | 2811 E. State Blvd., State Blvd., E., 2811, Fort Wayne 46805
|  |  |  | Paradise Refill Water | 18322 | 4626 Coldwater Rd, Fort Wayne 46825
|  |  |  | Park Center Haven | 9173 | 909 E. State Blvd., State Blvd., E., 909, Fort Wayne 46805
|  |  |  | Park Edelweiss Reception Hall | 9632 | 3355 Elmhurst Dr., Elmhurst Dr., 3355, Fort Wayne 46809
|  |  |  | Park Place Senior Living | 1116 | 4411 Park Place Dr., Fort Wayne 46845
|  |  |  | Parkview Access Center | 17604 | 1450 Production Rd., Production Rd., 1450, Fort Wayne 46808
[7 empty] | EX200 | ABOVE-FLOOR | Located right of the three basin sink and above the floor, grey plastic. | Canplas |  |  | 20 | gpm |  | in | Every 2 Weeks | No |  | 4 | Yes | 5 | Yes | 0.25 | No | ([DepOfGrease] + [DepOfSolids]) / ([DepOfGrease] + [DepOfSolids] + [DepOfWater]) | 0.25 | Yes | (([DepOfGrease] + [DepOfSolids]) / ([DepOfGrease] + [DepOfSolids] + [DepOfWater])) * 1.05
|  |  |  | Parkview Behavioral Health | 1168 | 1720 Beacon St, Beacon St, 1720, Fort Wayne 46805
[7 empty] | EX100 | OUTDOOR | Located west of building in grass |  |  |  | 1000 | gal |  | in | Monthly | No |  | 4 | Yes | 5 | Yes | 0.25 | No | ([DepOfGrease] + [DepOfSolids]) / ([DepOfGrease] + [DepOfSolids] + [DepOfWater]) | 0.25 | Yes | (([DepOfGrease] + [DepOfSolids]) / ([DepOfGrease] + [DepOfSolids] + [DepOfWater])) * 1.05
|  |  |  | Parkview Cafeteria | 9194 | 1010 Production Rd., Production Rd., 1010, Fort Wayne 46808
[7 empty] | EX100 | OUTDOOR | On the northeast side of the building in the stones next to the loading dock |  |  |  | 1000 | gal |  | in |  | No |  | 4 | Yes | 5 | Yes | 0.25 | No | ([DepOfGrease] + [DepOfSolids]) / ([DepOfGrease] + [DepOfSolids] + [DepOfWater]) | 0.25 | Yes | (([DepOfGrease] + [DepOfSolids]) / ([DepOfGrease] + [DepOfSolids] + [DepOfWater])) * 1.05
|  |  |  | Parkview Cancer Institute | 17597 | 11050 Parkview Plaza Dr., Parkview Plaza Dr., 11050, Fort Wayne 46845
[7 empty] | EX200 | ABOVE-FLOOR | Located above floor to right of 3 basin sink. White metal | Zurn | 2018-04-23 |  | 35 | gpm |  | in | Weekly | No |  | 4 | Yes | 5 | Yes | 0.25 | No | ([DepOfGrease] + [DepOfSolids]) / ([DepOfGrease] + [DepOfSolids] + [DepOfWater]) | 0.25 | Yes | (([DepOfGrease] + [DepOfSolids]) / ([DepOfGrease] + [DepOfSolids] + [DepOfWater])) * 1.05
|  |  |  | Parkview Community Greenhouse and Learning Kitchen | 17703 | 1716 Beacon St., Beacon St., 1716, Fort Wayne 46805
[7 empty] | EX100 | OUTDOOR | Located west of the building in the blacktop, two access manholes |  |  |  | 1000 | gal |  | in | Annual | Yes |  | 4 | Yes | 5 | Yes | 0.25 | No | ([DepOfGrease] + [DepOfSolids]) / ([DepOfGrease] + [DepOfSolids] + [DepOfWater]) | 0.25 | Yes | (([DepOfGrease] + [DepOfSolids]) / ([DepOfGrease] + [DepOfSolids] + [DepOfWater])) * 1.05
|  |  |  | Parkview Corporate Office | 10310 | 10501 Corporate Dr., Corporate Dr., 10501, Fort Wayne 46845
|  |  |  | Parkview Field | 9264 | 1301 Ewing St., Ewing St., 1301, Fort Wayne 46802
[7 empty] | EX100 | OUTDOOR | Outside building in parking lot between building and trunk line. | Unknown |  |  | 1000 | gal |  | in |  | No | Facilities manager did not know there was an outdoor grease trap. May be incorrectly installed. Pumping and dye testing requested. | 4 | Yes | 5 | Yes | 0.25 | No | ([DepOfGrease] + [DepOfSolids]) / ([DepOfGrease] + [DepOfSolids] + [DepOfWater]) | 0.25 | Yes | (([DepOfGrease] + [DepOfSolids]) / ([DepOfGrease] + [DepOfSolids] + [DepOfWater])) * 1.05
[7 empty] | EX101 | OUTDOOR | In front of side entrance to Lincoln financial convention center. |  |  |  | 1000 | gal |  | in |  | No |  | 4 | Yes | 5 | Yes | 0.25 | No | ([DepOfGrease] + [DepOfSolids]) / ([DepOfGrease] + [DepOfSolids] + [DepOfWater]) | 0.25 | Yes | (([DepOfGrease] + [DepOfSolids]) / ([DepOfGrease] + [DepOfSolids] + [DepOfWater])) * 1.05
[7 empty] | EX200 | ABOVE-FLOOR | Next to three basin sink in concession area 1. | PDI |  |  | 20 | gpm |  | in |  | No | Scraped and emptied of solids mid-season and post season, cleaned with enzyme and hot water bi-weekly. During cleaning with enzyme and hot water out flowing pipe is closed and all water and grease is collected and disposed of. | 4 | Yes | 5 | Yes | 0.25 | No | ([DepOfGrease] + [DepOfSolids]) / ([DepOfGrease] + [DepOfSolids] + [DepOfWater]) | 0.25 | Yes | (([DepOfGrease] + [DepOfSolids]) / ([DepOfGrease] + [DepOfSolids] + [DepOfWater])) * 1.05
[7 empty] | EX201 | ABOVE-FLOOR | Next to three basin corner sink in concession area 3. |  |  |  | 20 | gpm |  | in |  | No | Scraped and emptied of solids mid-season and post season, cleaned with enzyme and hot water bi-weekly. During cleaning with enzyme and hot water out flowing pipe is closed and all water and grease is collected and disposed of. | 4 | Yes | 5 | Yes | 0.25 | No | ([DepOfGrease] + [DepOfSolids]) / ([DepOfGrease] + [DepOfSolids] + [DepOfWater]) | 0.25 | Yes | (([DepOfGrease] + [DepOfSolids]) / ([DepOfGrease] + [DepOfSolids] + [DepOfWater])) * 1.05
[7 empty] | EX202 | ABOVE-FLOOR | Next to three basin sink in concession area 4. |  |  |  | 20 | gpm |  | in |  | No | Scraped and emptied of solids mid-season and post season, cleaned with enzyme and hot water bi-weekly. During cleaning with enzyme and hot water out flowing pipe is closed and all water and grease is collected and disposed of. | 4 | Yes | 5 | Yes | 0.25 | No | ([DepOfGrease] + [DepOfSolids]) / ([DepOfGrease] + [DepOfSolids] + [DepOfWater]) | 0.25 | Yes | (([DepOfGrease] + [DepOfSolids]) / ([DepOfGrease] + [DepOfSolids] + [DepOfWater])) * 1.05
[7 empty] | EX203 | ABOVE-FLOOR | Next to three basin sink in concourse concession area pantry. |  |  |  | 20 | gpm |  | in |  | No | Scraped and emptied of solids mid-season and post season, cleaned with enzyme and hot water bi-weekly. During cleaning with enzyme and hot water out flowing pipe is closed and all water and grease is collected and disposed of. | 4 | Yes | 5 | Yes | 0.25 | No | ([DepOfGrease] + [DepOfSolids]) / ([DepOfGrease] + [DepOfSolids] + [DepOfWater]) | 0.25 | Yes | (([DepOfGrease] + [DepOfSolids]) / ([DepOfGrease] + [DepOfSolids] + [DepOfWater])) * 1.05
[7 empty] | EX311 | OUTDOOR | Located in maintenance garage |  |  |  | 1250 | gal |  | in | Annual | No |  | 4 | Yes | 5 | Yes | 0.25 | No | ([DepOfGrease] + [DepOfSolids]) / ([DepOfGrease] + [DepOfSolids] + [DepOfWater]) | 0.25 | Yes | (([DepOfGrease] + [DepOfSolids]) / ([DepOfGrease] + [DepOfSolids] + [DepOfWater])) * 1.05
|  |  |  | Parkview Health | 17842 | 10 John Kissinger Dr, Wabash 46992
|  |  |  | Parkview Health Clinic | 1236 | 3350 E. Paulding Rd., Fort Wayne 46816
|  |  |  | Parkview Hospital Randallia | 9426 | 2200 Randallia Dr., Randallia Dr., 2200, Fort Wayne 46805
[7 empty] | EX100 | OUTDOOR | Located SW of building in sidewalk between "English Entrance" and dining entrance |  |  |  | 1000 | gal |  | in | Monthly | No | Manhole north of grease interceptor receives incoming flow for G/T, pipes from west and north | 4 | Yes | 5 | Yes | 0.25 | No | ([DepOfGrease] + [DepOfSolids]) / ([DepOfGrease] + [DepOfSolids] + [DepOfWater]) | 0.25 | Yes | (([DepOfGrease] + [DepOfSolids]) / ([DepOfGrease] + [DepOfSolids] + [DepOfWater])) * 1.05
[7 empty] | EX200 | IN-FLOOR | Located SW of three compartment sink in dish room |  |  |  | 50 | gpm |  | in | Monthly | No |  | 4 | Yes | 5 | Yes | 0.25 | No | ([DepOfGrease] + [DepOfSolids]) / ([DepOfGrease] + [DepOfSolids] + [DepOfWater]) | 0.25 | Yes | (([DepOfGrease] + [DepOfSolids]) / ([DepOfGrease] + [DepOfSolids] + [DepOfWater])) * 1.05
[7 empty] | EX500 | IN-FLOOR | Located in center of kitchen beneath air cooler |  |  |  | 50 | gpm |  | in |  | No | Not in use, does not receive flow | 4 | Yes | 5 | Yes | 0.25 | No | ([DepOfGrease] + [DepOfSolids]) / ([DepOfGrease] + [DepOfSolids] + [DepOfWater]) | 0.25 | Yes | (([DepOfGrease] + [DepOfSolids]) / ([DepOfGrease] + [DepOfSolids] + [DepOfWater])) * 1.05
|  |  |  | Parkview Mirro Center | 17483 | 10622 Parkview Plaza Dr., Parkview Plaza Dr., Fort Wayne 46845
[7 empty] | EX100 | OUTDOOR | Located on the northeast side of the building |  | 2016-11-15 |  | 1000 | gal |  | in |  | Yes | Downleg on the effluent side installed. | 4 | Yes | 5 | Yes | 0.25 | No | ([DepOfGrease] + [DepOfSolids]) / ([DepOfGrease] + [DepOfSolids] + [DepOfWater]) | 0.25 | Yes | (([DepOfGrease] + [DepOfSolids]) / ([DepOfGrease] + [DepOfSolids] + [DepOfWater])) * 1.05
|  |  |  | Parkview North Hospital | 10322 | 11115 Parkview Plaza Dr., Parkview Plaza Dr., 11115, Fort Wayne 46845
[7 empty] | EX100 | OUTDOOR |  |  |  |  | 7000 | gal |  | in |  | No |  | 4 | Yes | 5 | Yes | 0.25 | No | ([DepOfGrease] + [DepOfSolids]) / ([DepOfGrease] + [DepOfSolids] + [DepOfWater]) | 0.25 | Yes | (([DepOfGrease] + [DepOfSolids]) / ([DepOfGrease] + [DepOfSolids] + [DepOfWater])) * 1.05
|  |  |  | Parkview Regional Medical Center | 0920 | 11109 Parkview Plaza Dr., Parkview Plaza Dr., 11109, Fort Wayne 46845
[7 empty] | EX100 | OUTDOOR | Located east of building under grating in the landscaping near outdoor eating area |  |  |  | 7000 | gal |  | in | Monthly | No | Confined space | 4 | Yes | 5 | Yes | 0.25 | No | ([DepOfGrease] + [DepOfSolids]) / ([DepOfGrease] + [DepOfSolids] + [DepOfWater]) | 0.25 | Yes | (([DepOfGrease] + [DepOfSolids]) / ([DepOfGrease] + [DepOfSolids] + [DepOfWater])) * 1.05
|  |  |  | Parkview South Tower | 17851 | 1109 Parkview Plaza Dr., Fort Wayne 46845
[7 empty] | EX200 | IN-FLOOR | Located in utility room next to the dis room. The room number is 1219. | Schier Products |  |  | 75 | gpm |  | in | Quarterly | No | Has both inlet and outlet diffusers. | 4 | Yes | 5 | Yes | 0.25 | No | ([DepOfGrease] + [DepOfSolids]) / ([DepOfGrease] + [DepOfSolids] + [DepOfWater]) | 0.25 | Yes | (([DepOfGrease] + [DepOfSolids]) / ([DepOfGrease] + [DepOfSolids] + [DepOfWater])) * 1.05
|  |  |  | Parlor Doughnuts | 18478 | 11936 Lima Xing Dr., Fort Wayne 46845
|  |  |  | Pasta Di Guy - Union Street Market | 18316 | 1620 Broadway - E9, Fort Wayne 46802
|  |  |  | Patriot Tire & Auto | 17970 | 1611 W. Dupont Rd., Dupont Rd., W., 1611, Fort Wayne 46825
[7 empty] | EX311 | OUTDOOR |  |  |  |  | 1000 | gal |  | in |  | Yes |  | 4 | Yes | 5 | Yes | 0.25 | No | ([DepOfGrease] + [DepOfSolids]) / ([DepOfGrease] + [DepOfSolids] + [DepOfWater]) | 0.25 | Yes | (([DepOfGrease] + [DepOfSolids]) / ([DepOfGrease] + [DepOfSolids] + [DepOfWater])) * 1.05
|  |  |  | Paul Davis | 18218 | 3010 Butler Ridge Pkwy, Butler Ridge Pkwy., 3010, Fort Wayne 46808
[7 empty] | EX311 | OUTDOOR | Located east of the building in a paved parking stall |  | 2023-10-19 |  | 1000 | gal |  | in |  | Yes |  | 4 | Yes | 5 | Yes | 0.25 | No | ([DepOfGrease] + [DepOfSolids]) / ([DepOfGrease] + [DepOfSolids] + [DepOfWater]) | 0.25 | Yes | (([DepOfGrease] + [DepOfSolids]) / ([DepOfGrease] + [DepOfSolids] + [DepOfWater])) * 1.05
|  |  |  | Paul Harding Jr. Highschool | 18148 | 6501 Wayne Trace, Fort Wayne 46816
[7 empty] | EX100 | OUTDOOR | Northeast corner of the school in the grassy area |  | 2023-12-21 |  | 1000 | gal |  | in |  | Yes |  | 4 | Yes | 5 | Yes | 0.25 | No | ([DepOfGrease] + [DepOfSolids]) / ([DepOfGrease] + [DepOfSolids] + [DepOfWater]) | 0.25 | Yes | (([DepOfGrease] + [DepOfSolids]) / ([DepOfGrease] + [DepOfSolids] + [DepOfWater])) * 1.05
[7 empty] | EX150 | ABOVE-FLOOR | On pre-wash next to dishwasher |  | 2023-10-12 |  |  |  |  | in | Daily | No |  | 4 | Yes | 5 | Yes | 0.25 | No | ([DepOfGrease] + [DepOfSolids]) / ([DepOfGrease] + [DepOfSolids] + [DepOfWater]) | 0.25 | Yes | (([DepOfGrease] + [DepOfSolids]) / ([DepOfGrease] + [DepOfSolids] + [DepOfWater])) * 1.05
[7 empty] | EX151 | ABOVE-FLOOR | On pre-wash E. of dishwasher |  | 2023-10-12 |  |  |  |  | in |  | No |  | 4 | Yes | 5 | Yes | 0.25 | No | ([DepOfGrease] + [DepOfSolids]) / ([DepOfGrease] + [DepOfSolids] + [DepOfWater]) | 0.25 | Yes | (([DepOfGrease] + [DepOfSolids]) / ([DepOfGrease] + [DepOfSolids] + [DepOfWater])) * 1.05
|  |  |  | Paula's On Main | 3762 | 1732 W. Main St., Main St., W., 1732, Fort Wayne 46808
[7 empty] | EX100 | OUTDOOR | Out back b y the dumpsters |  | 2025-07-18 |  | 1000 | gal |  | in |  | Yes |  | 4 | Yes | 5 | Yes | 0.25 | No | ([DepOfGrease] + [DepOfSolids]) / ([DepOfGrease] + [DepOfSolids] + [DepOfWater]) | 0.25 | Yes | (([DepOfGrease] + [DepOfSolids]) / ([DepOfGrease] + [DepOfSolids] + [DepOfWater])) * 1.05
[7 empty] | EX200 | ABOVE-FLOOR | In Baking Kitchen to the left of the 3 basin sink |  |  |  | 20 | gpm |  | in | Weekly | Yes | Only 3-compartment sink in baking kitchen flows to grease trap | 4 | Yes | 5 | Yes | 0.25 | No | ([DepOfGrease] + [DepOfSolids]) / ([DepOfGrease] + [DepOfSolids] + [DepOfWater]) | 0.25 | Yes | (([DepOfGrease] + [DepOfSolids]) / ([DepOfGrease] + [DepOfSolids] + [DepOfWater])) * 1.05
[7 empty] | EX201 | ABOVE-FLOOR | Central Basement |  | 2014-06-02 |  | 20 | gpm |  | in | Weekly | Yes |  | 4 | Yes | 5 | Yes | 0.25 | No | ([DepOfGrease] + [DepOfSolids]) / ([DepOfGrease] + [DepOfSolids] + [DepOfWater]) | 0.25 | Yes | (([DepOfGrease] + [DepOfSolids]) / ([DepOfGrease] + [DepOfSolids] + [DepOfWater])) * 1.05
[7 empty] | EX202 | ABOVE-FLOOR | West Basement |  |  |  | 20 | gpm |  | in | Weekly | No | Only 2 basin sink and steamer behind fish counter goes to this trap. | 4 | Yes | 5 | Yes | 0.25 | No | ([DepOfGrease] + [DepOfSolids]) / ([DepOfGrease] + [DepOfSolids] + [DepOfWater]) | 0.25 | Yes | (([DepOfGrease] + [DepOfSolids]) / ([DepOfGrease] + [DepOfSolids] + [DepOfWater])) * 1.05
[7 empty] | EX500 | ABOVE-FLOOR | Above ground in central basement-RETIRED |  |  | 2014-06-02 | 20 | gpm |  | in |  | No |  | 4 | Yes | 5 | Yes | 0.25 | No | ([DepOfGrease] + [DepOfSolids]) / ([DepOfGrease] + [DepOfSolids] + [DepOfWater]) | 0.25 | Yes | (([DepOfGrease] + [DepOfSolids]) / ([DepOfGrease] + [DepOfSolids] + [DepOfWater])) * 1.05
|  |  |  | Peace Evangelical Lutheran Church and Preschool | 9842 | 4900 Fairfield Ave., Fairfield Ave., 4900, Fort Wayne 46807
|  |  |  | Peakway | 18237 | 3224 Congressional Pkwy, Congressional Pkwy., 3224, Fort Wayne 46808
|  |  |  | Peanuts Food & Spirits | 9938 | 5731 St. Joe Rd., St. Joe Rd., 5731, Fort Wayne 46835
[7 empty] | EX100 | ABOVE-FLOOR | Under the 3-basin sink | Regency | 2024-08-30 |  | 10 | gpm |  | in |  | Yes |  | 4 | Yes | 5 | Yes | 0.25 | No | ([DepOfGrease] + [DepOfSolids]) / ([DepOfGrease] + [DepOfSolids] + [DepOfWater]) | 0.25 | Yes | (([DepOfGrease] + [DepOfSolids]) / ([DepOfGrease] + [DepOfSolids] + [DepOfWater])) * 1.05
|  |  |  | Pearl Street Arts Center | 9767 | 234 Pearl St., Pearl St., 234, Fort Wayne 46802
|  |  |  | Pedal City Beer Garden | 17368 | 1215 W. Main St., Main St., W., 1215, Fort Wayne 46808
[7 empty] | EX200 | ABOVE-FLOOR | Under the 3 compartment sink, grey metal, above floor, 20 gpm | Unknown | 2017-07-06 |  | 20 | gpm |  | in | Every 2 Weeks | No |  | 4 | Yes | 5 | Yes | 0.25 | No | ([DepOfGrease] + [DepOfSolids]) / ([DepOfGrease] + [DepOfSolids] + [DepOfWater]) | 0.25 | Yes | (([DepOfGrease] + [DepOfSolids]) / ([DepOfGrease] + [DepOfSolids] + [DepOfWater])) * 1.05
|  |  |  | Peerless Cleaners | 17790 | 4121 Hillegas Rd., Hillegas Rd., 4121, Fort Wayne
|  |  |  | Peking | 4572 | 6512 E. State Blvd., State Blvd., E., 6512, Fort Wayne 46815
[7 empty] | EX200 | IN-FLOOR | Located in kitchen to left of single basin sink. | Unknown |  |  | 20 | gpm |  | in | Weekly | No |  | 4 | Yes | 5 | Yes | 0.25 | No | ([DepOfGrease] + [DepOfSolids]) / ([DepOfGrease] + [DepOfSolids] + [DepOfWater]) | 0.25 | Yes | (([DepOfGrease] + [DepOfSolids]) / ([DepOfGrease] + [DepOfSolids] + [DepOfWater])) * 1.05
[7 empty] | EX201 | ABOVE-FLOOR | Right of the 3-basin sink | Schier Products | 2025-02-04 |  | 25 | gpm |  | in |  | Yes |  | 4 | Yes | 5 | Yes | 0.25 | No | ([DepOfGrease] + [DepOfSolids]) / ([DepOfGrease] + [DepOfSolids] + [DepOfWater]) | 0.25 | Yes | (([DepOfGrease] + [DepOfSolids]) / ([DepOfGrease] + [DepOfSolids] + [DepOfWater])) * 1.05
[7 empty] | EX500 | IN-FLOOR | Right of 3-basin sink |  |  |  | 20 | gpm |  | in | Weekly | No | previously EX201 - 4.9.25 | 4 | Yes | 5 | Yes | 0.25 | No | ([DepOfGrease] + [DepOfSolids]) / ([DepOfGrease] + [DepOfSolids] + [DepOfWater]) | 0.25 | Yes | (([DepOfGrease] + [DepOfSolids]) / ([DepOfGrease] + [DepOfSolids] + [DepOfWater])) * 1.05
|  |  |  | Penn Station | 10007 | 6037 Stellhorn Rd. Ste. A, Stellhorn Rd., 6037., Ste. A, Fort Wayne 46815
[7 empty] | EX200 | IN-FLOOR | Located under the 3 compartment sink, infloor, white metal, 20 gpm capacity | Unknown |  |  | 20 | gpm |  | in | Monthly | No |  | 4 | Yes | 5 | Yes | 0.25 | No | ([DepOfGrease] + [DepOfSolids]) / ([DepOfGrease] + [DepOfSolids] + [DepOfWater]) | 0.25 | Yes | (([DepOfGrease] + [DepOfSolids]) / ([DepOfGrease] + [DepOfSolids] + [DepOfWater])) * 1.05
|  |  |  | Penn Station | 9226 | 1125 E. Dupont Rd., Ste. H, Dupont Rd., E., 1125, Ste. H, Fort Wayne 46845
[7 empty] | EX200 | IN-FLOOR | [5 empty] | gal |  | in |  | No |  | 4 | Yes | 5 | Yes | 0.25 | No | ([DepOfGrease] + [DepOfSolids]) / ([DepOfGrease] + [DepOfSolids] + [DepOfWater]) | 0.25 | Yes | (([DepOfGrease] + [DepOfSolids]) / ([DepOfGrease] + [DepOfSolids] + [DepOfWater])) * 1.05
|  |  |  | Penn Station East Coast Subs | 9162 | 818 E. Coliseum Blvd., Coliseum Blvd., E., 818, Fort Wayne 46805
[7 empty] | EX200 | IN-FLOOR | Located along S wall of back kitchen under 3 basin sink. | Endura Grease Interceptor |  |  | 20 | gpm |  | in | Monthly | No |  | 4 | Yes | 5 | Yes | 0.25 | No | ([DepOfGrease] + [DepOfSolids]) / ([DepOfGrease] + [DepOfSolids] + [DepOfWater]) | 0.25 | Yes | (([DepOfGrease] + [DepOfSolids]) / ([DepOfGrease] + [DepOfSolids] + [DepOfWater])) * 1.05
|  |  |  | Penn Station East Coast Subs #214 | 9847 | 4916 Illinois Rd. Ste. 108, Illinois Rd., 4916, Fort Wayne 46804
[7 empty] | EX200 | IN-FLOOR | Located in back kitchen under wire storage rack | Unknown |  |  | 20 | gpm |  | in | Monthly | No | Was in functioning condition on 7/21/2020. | 4 | Yes | 5 | Yes | 0.25 | No | ([DepOfGrease] + [DepOfSolids]) / ([DepOfGrease] + [DepOfSolids] + [DepOfWater]) | 0.25 | Yes | (([DepOfGrease] + [DepOfSolids]) / ([DepOfGrease] + [DepOfSolids] + [DepOfWater])) * 1.05
|  |  |  | Penny Drip/Executive Barber Shop | 17938 | 815 Lafayette St., Fort Wayne 46803
[7 empty] | EX200 | ABOVE-FLOOR | located in the basement by the stairs |  | 2022-07-21 |  | 50 | gpm |  | in |  | No | for penny drip bar | 4 | Yes | 5 | Yes | 0.25 | No | ([DepOfGrease] + [DepOfSolids]) / ([DepOfGrease] + [DepOfSolids] + [DepOfWater]) | 0.25 | Yes | (([DepOfGrease] + [DepOfSolids]) / ([DepOfGrease] + [DepOfSolids] + [DepOfWater])) * 1.05
|  |  |  | Pepper & Spice Jamaican Restaurant | 17421 | 1815 W. Main St., Fort Wayne 46808
[7 empty] | EX200 | IN-FLOOR | Internal and in the floor under 3 basin sink | Schier Products |  |  | 20 | gal |  | in |  | No |  | 4 | Yes | 5 | Yes | 0.25 | No | ([DepOfGrease] + [DepOfSolids]) / ([DepOfGrease] + [DepOfSolids] + [DepOfWater]) | 0.25 | Yes | (([DepOfGrease] + [DepOfSolids]) / ([DepOfGrease] + [DepOfSolids] + [DepOfWater])) * 1.05
|  |  |  | Peppermint Hippo | 4961 | 1525 Production Rd., Production Rd., 1525, Fort Wayne 46808
[7 empty] | EX200 | ABOVE-FLOOR | Located in that kitchen under the 3B |  |  |  | 10 | gpm |  | in | Every 2 Weeks | No |  | 4 | Yes | 5 | Yes | 0.25 | No | ([DepOfGrease] + [DepOfSolids]) / ([DepOfGrease] + [DepOfSolids] + [DepOfWater]) | 0.25 | Yes | (([DepOfGrease] + [DepOfSolids]) / ([DepOfGrease] + [DepOfSolids] + [DepOfWater])) * 1.05
|  |  |  | Pepsi Warehouse | 18150 | 4433 Gulfstream Dr., Gulfstream Dr., 4433, Fort Wayne 46809
[7 empty] | EX311 | OUTDOOR | Cement, 1000 gallon north of the building |  | 2023-05-08 |  | 1000 | gal |  | in |  | Yes | Located North of the building | 4 | Yes | 5 | Yes | 0.25 | No | ([DepOfGrease] + [DepOfSolids]) / ([DepOfGrease] + [DepOfSolids] + [DepOfWater]) | 0.25 | Yes | (([DepOfGrease] + [DepOfSolids]) / ([DepOfGrease] + [DepOfSolids] + [DepOfWater])) * 1.05
|  |  |  | Perfection Bakeries - Testing Lab | 18405 | 6230 Bluffton Rd., Fort Wayne 46809
[7 empty] | EX200 | IN-FLOOR | Back storage warehouse | Schier Products | 2024-04-24 |  | 25 | gpm |  | in |  | Yes |  | 4 | Yes | 5 | Yes | 0.25 | No | ([DepOfGrease] + [DepOfSolids]) / ([DepOfGrease] + [DepOfSolids] + [DepOfWater]) | 0.25 | Yes | (([DepOfGrease] + [DepOfSolids]) / ([DepOfGrease] + [DepOfSolids] + [DepOfWater])) * 1.05
|  |  |  | Perry Hill Elementary School | 10340 | 13121 Coldwater Rd., Coldwater Rd., 13121, Fort Wayne 46845
|  |  |  | Perry Township Fire Station #2 | 18172 | 14077 Tonkel Rd., Tonkel Rd., 14077, Fort Wayne 46765
[7 empty] | EX311 | OUTDOOR | Oil/Sand Separator |  | 2023-06-29 |  | 1000 | gal |  | in |  | Yes | Located west of the building | 4 | Yes | 5 | Yes | 0.25 | No | ([DepOfGrease] + [DepOfSolids]) / ([DepOfGrease] + [DepOfSolids] + [DepOfWater]) | 0.25 | Yes | (([DepOfGrease] + [DepOfSolids]) / ([DepOfGrease] + [DepOfSolids] + [DepOfWater])) * 1.05
|  |  |  | Phillips 66 Anthony | 9787 | 4224 S. Anthony Blvd., Anthony Blvd., S., 4224, Fort Wayne 46806
[7 empty] | EX600 |  | No Grease Trap |  |  |  |  | gal |  | in |  | No |  | 4 | Yes | 5 | Yes | 0.25 | No | ([DepOfGrease] + [DepOfSolids]) / ([DepOfGrease] + [DepOfSolids] + [DepOfWater]) | 0.25 | Yes | (([DepOfGrease] + [DepOfSolids]) / ([DepOfGrease] + [DepOfSolids] + [DepOfWater])) * 1.05
|  |  |  | Phil's One Stop | 10041 | 6230 E. State Blvd., State Blvd., E., 6230, Fort Wayne 46815
[7 empty] | EX200 |  | No longer in use |  |  |  |  | gal |  | in |  | No |  | 4 | Yes | 5 | Yes | 0.25 | No | ([DepOfGrease] + [DepOfSolids]) / ([DepOfGrease] + [DepOfSolids] + [DepOfWater]) | 0.25 | Yes | (([DepOfGrease] + [DepOfSolids]) / ([DepOfGrease] + [DepOfSolids] + [DepOfWater])) * 1.05
|  |  |  | Phil's One Stop | 9786 | 4221 W. Washington Ctr. Rd., Washington Ctr. Rd., W., 4221, Fort Wayne 46818
|  |  |  | Phil's One Stop #11 | 0945 | 3005 Hillegas Rd., Hillegas Rd., 3005, Fort Wayne 46808
[7 empty] | EX100 | OUTDOOR | North side of building in parking stall | Unknown | 2012-09-05 |  | 1000 | gal |  | in |  | Yes | Shared with Big Eyed Fish | 4 | Yes | 5 | Yes | 0.25 | No | ([DepOfGrease] + [DepOfSolids]) / ([DepOfGrease] + [DepOfSolids] + [DepOfWater]) | 0.25 | Yes | (([DepOfGrease] + [DepOfSolids]) / ([DepOfGrease] + [DepOfSolids] + [DepOfWater])) * 1.05
|  |  |  | Phil's One Stop #13 | 0967 | 2607 Goshen Rd, Goshen Rd, 2607, Fort Wayne 46808
[7 empty] | EX100 | OUTDOOR | Outdoor grease trap - preexisting |  |  |  | 1000 | gal |  | in |  | No |  | 4 | Yes | 5 | Yes | 0.25 | No | ([DepOfGrease] + [DepOfSolids]) / ([DepOfGrease] + [DepOfSolids] + [DepOfWater]) | 0.25 | Yes | (([DepOfGrease] + [DepOfSolids]) / ([DepOfGrease] + [DepOfSolids] + [DepOfWater])) * 1.05
|  |  |  | Phil's One Stop #21 | 9645 | 3411 Lwr. Huntington Rd., Lwr. Huntington Rd., 3411, Fort Wayne 46809
[7 empty] | EX200 | ABOVE-FLOOR | R of 3 basin sink | BK Resources | 2020-02-12 |  | 20 | gpm |  | in | Every 2 Weeks | No |  | 4 | Yes | 5 | Yes | 0.25 | No | ([DepOfGrease] + [DepOfSolids]) / ([DepOfGrease] + [DepOfSolids] + [DepOfWater]) | 0.25 | Yes | (([DepOfGrease] + [DepOfSolids]) / ([DepOfGrease] + [DepOfSolids] + [DepOfWater])) * 1.05
|  |  |  | Pho Indy | 9827 | 4634 Coldwater Rd., Coldwater Rd., 4634, Fort Wayne 46825
[7 empty] | EX100 | OUTDOOR | In grass on southeast side of building. Old style grease interceptor with concrete effluent baffle. | Unknown |  |  | 1000 | gal |  | in | Quarterly | No | This manhole is close to the building. The manhole at the very southeast corner of the building is a main sewer manhole. | 4 | Yes | 5 | Yes | 0.25 | No | ([DepOfGrease] + [DepOfSolids]) / ([DepOfGrease] + [DepOfSolids] + [DepOfWater]) | 0.25 | Yes | (([DepOfGrease] + [DepOfSolids]) / ([DepOfGrease] + [DepOfSolids] + [DepOfWater])) * 1.05
|  |  |  | Physicians Health Plan of Northern Indiana | 17494 | 1700 Magnavox Way, Fort Wayne 46804
|  |  |  | Pick Your Part | 0559 | 4820 Moeller Rd., Moeller Rd., 4820, Fort Wayne 46806
[7 empty] | EX100 | OUTDOOR | Located inside the fence on the west side of the facility in the gravel area | Unknown |  |  | 1000 | gal |  | in |  | No |  | 4 | Yes | 5 | Yes | 0.25 | No | ([DepOfGrease] + [DepOfSolids]) / ([DepOfGrease] + [DepOfSolids] + [DepOfWater]) | 0.25 | Yes | (([DepOfGrease] + [DepOfSolids]) / ([DepOfGrease] + [DepOfSolids] + [DepOfWater])) * 1.05
|  |  |  | Piere's Entertainment Center | 9919 | 5629 St. Joe Rd., St. Joe Rd., 5629, Fort Wayne 46835
[7 empty] | EX200 | ABOVE-FLOOR | Left of the 3 compartment sink; next to the dishwasher. | Schier Products |  |  | 20 | gpm |  | in | Every 2 Weeks | Yes |  | 4 | Yes | 5 | Yes | 0.25 | No | ([DepOfGrease] + [DepOfSolids]) / ([DepOfGrease] + [DepOfSolids] + [DepOfWater]) | 0.25 | Yes | (([DepOfGrease] + [DepOfSolids]) / ([DepOfGrease] + [DepOfSolids] + [DepOfWater])) * 1.05
[7 empty] | EX201 | ABOVE-FLOOR | Right of the three basin sink in the bar along the east wall of the bar. This is the back bar by the kitchen. | Zurn |  |  | 15 | gpm |  | in | Every 2 Weeks | Yes |  | 4 | Yes | 5 | Yes | 0.25 | No | ([DepOfGrease] + [DepOfSolids]) / ([DepOfGrease] + [DepOfSolids] + [DepOfWater]) | 0.25 | Yes | (([DepOfGrease] + [DepOfSolids]) / ([DepOfGrease] + [DepOfSolids] + [DepOfWater])) * 1.05
[7 empty] | EX202 | ABOVE-FLOOR | Main bar near the front door to Bobby McGee's. Located to the right of the 3 basin sink. | Zurn |  |  | 15 | gpm |  | in | Every 2 Weeks | Yes |  | 4 | Yes | 5 | Yes | 0.25 | No | ([DepOfGrease] + [DepOfSolids]) / ([DepOfGrease] + [DepOfSolids] + [DepOfWater]) | 0.25 | Yes | (([DepOfGrease] + [DepOfSolids]) / ([DepOfGrease] + [DepOfSolids] + [DepOfWater])) * 1.05
[7 empty] | EX203 | ABOVE-FLOOR | Located to the left of the 4 compartment sink in the big bar in the middle of the dance floor area. | Zurn |  |  | 20 | gpm |  | in |  | Yes |  | 4 | Yes | 5 | Yes | 0.25 | No | ([DepOfGrease] + [DepOfSolids]) / ([DepOfGrease] + [DepOfSolids] + [DepOfWater]) | 0.25 | Yes | (([DepOfGrease] + [DepOfSolids]) / ([DepOfGrease] + [DepOfSolids] + [DepOfWater])) * 1.05
[7 empty] | EX204 | ABOVE-FLOOR | Located to right of the 4 compartment sink at the back bar in the dance area, closest to the kitchen. | Ashland Trap Distribution |  |  | 20 | gpm |  | in | Every 2 Weeks | Yes |  | 4 | Yes | 5 | Yes | 0.25 | No | ([DepOfGrease] + [DepOfSolids]) / ([DepOfGrease] + [DepOfSolids] + [DepOfWater]) | 0.25 | Yes | (([DepOfGrease] + [DepOfSolids]) / ([DepOfGrease] + [DepOfSolids] + [DepOfWater])) * 1.05
[7 empty] | EX205 | IN-FLOOR | Located in the back unfinished area north of the dancing area. Under the second floor balcony. | Zurn |  |  | 25 | gpm |  | in |  | Yes | There is nothing currently hooked up to this grease trap. | 4 | Yes | 5 | Yes | 0.25 | No | ([DepOfGrease] + [DepOfSolids]) / ([DepOfGrease] + [DepOfSolids] + [DepOfWater]) | 0.25 | Yes | (([DepOfGrease] + [DepOfSolids]) / ([DepOfGrease] + [DepOfSolids] + [DepOfWater])) * 1.05
[7 empty] | EX206 | ABOVE-FLOOR | Under the second floor. Located to the right of the 3 compartment sink. Located closest to the front door to the live music area from outside. | Ashland Trap Distribution |  |  | 20 | gpm |  | in | Every 2 Weeks | Yes |  | 4 | Yes | 5 | Yes | 0.25 | No | ([DepOfGrease] + [DepOfSolids]) / ([DepOfGrease] + [DepOfSolids] + [DepOfWater]) | 0.25 | Yes | (([DepOfGrease] + [DepOfSolids]) / ([DepOfGrease] + [DepOfSolids] + [DepOfWater])) * 1.05
[7 empty] | EX207 | ABOVE-FLOOR | Located behind the bar in the back space. Currently being used as storage. Located to the left of the sink. | Ashland Trap Distribution |  |  | 20 | gpm |  | in | Every 2 Weeks | Yes | Located in a space that is currently used for storage. This will be used in the future. | 4 | Yes | 5 | Yes | 0.25 | No | ([DepOfGrease] + [DepOfSolids]) / ([DepOfGrease] + [DepOfSolids] + [DepOfWater]) | 0.25 | Yes | (([DepOfGrease] + [DepOfSolids]) / ([DepOfGrease] + [DepOfSolids] + [DepOfWater])) * 1.05
[7 empty] | EX208 | ABOVE-FLOOR | Located to left of the sink in the back bar of the space currently being used for storage. | Ashland Trap Distribution |  |  | 20 | gpm |  | in | Every 2 Weeks | Yes | Currently not being used doesn’t even have water plumbed to it at the moment. | 4 | Yes | 5 | Yes | 0.25 | No | ([DepOfGrease] + [DepOfSolids]) / ([DepOfGrease] + [DepOfSolids] + [DepOfWater]) | 0.25 | Yes | (([DepOfGrease] + [DepOfSolids]) / ([DepOfGrease] + [DepOfSolids] + [DepOfWater])) * 1.05
|  |  |  | Pike's Pub (Pepperchini's Pizza South) | 10190 | 7536 Winchester Rd., Winchester Rd., 7536, Fort Wayne 46819
[7 empty] | EX200 | ABOVE-FLOOR | In kitchen under 3 basin sink. |  |  |  | 15 | gpm |  | in |  | No |  | 4 | Yes | 5 | Yes | 0.25 | No | ([DepOfGrease] + [DepOfSolids]) / ([DepOfGrease] + [DepOfSolids] + [DepOfWater]) | 0.25 | Yes | (([DepOfGrease] + [DepOfSolids]) / ([DepOfGrease] + [DepOfSolids] + [DepOfWater])) * 1.05
|  |  |  | Pikoso Burrito Co | 18428 | 1622 Broadway - W7, Fort Wayne 46803
|  |  |  | Pine Haven Motel | 9846 | 4905 Bluffton Rd., Bluffton Rd., 4905, Fort Wayne 46809
|  |  |  | Pine Hill Country Day School | 9515 | 2726 Lynn Ave., Lynn Ave., 2726, Fort Wayne 46805
|  |  |  | Pine Hills Kiddie Garden | 10343 | 14621 Amstutz Rd., Amstutz Rd., 14621, Leo 46765
|  |  |  | Pine Hills Learning Place | 10326 | 11331 Coldwater Rd., Coldwater Rd., 11331, Fort Wayne 46845
|  |  |  | Pine Valley Bar and Grill | 9547 | 2914 E. Dupont Rd., Dupont Rd., E., 2914, Fort Wayne 46825
[7 empty] | EX200 | IN-FLOOR | In-floor left of 3 compartment sink. | Canplas |  |  | 20 | gpm |  | in | Every 2 Weeks | No | services 3 basin. | 4 | Yes | 5 | Yes | 0.25 | No | ([DepOfGrease] + [DepOfSolids]) / ([DepOfGrease] + [DepOfSolids] + [DepOfWater]) | 0.25 | Yes | (([DepOfGrease] + [DepOfSolids]) / ([DepOfGrease] + [DepOfSolids] + [DepOfWater])) * 1.05
[7 empty] | EX500 | OUTDOOR | Located behind building, serves entire multi-tenant facility. *seems to be abandoned and Pine Valley was not traced to it. | Unknown |  |  | 1000 | gal |  | in |  | No | was not full, but no evidence of being pumped out recently either. | 4 | Yes | 5 | Yes | 0.25 | No | ([DepOfGrease] + [DepOfSolids]) / ([DepOfGrease] + [DepOfSolids] + [DepOfWater]) | 0.25 | Yes | (([DepOfGrease] + [DepOfSolids]) / ([DepOfGrease] + [DepOfSolids] + [DepOfWater])) * 1.05
|  |  |  | Pine Valley Country Club | 10319 | 10900 Pine Mills Rd., Pine Mills Rd., 10900, Fort Wayne 46845
[7 empty] | EX100 | OUTDOOR | located on the W. side of the building in the fenced in area outside main kitchen |  |  |  | 1000 | gal |  | in |  | No |  | 4 | Yes | 5 | Yes | 0.25 | No | ([DepOfGrease] + [DepOfSolids]) / ([DepOfGrease] + [DepOfSolids] + [DepOfWater]) | 0.25 | Yes | (([DepOfGrease] + [DepOfSolids]) / ([DepOfGrease] + [DepOfSolids] + [DepOfWater])) * 1.05
[7 empty] | EX101 | OUTDOOR | In grass, West of new addition, North of main entrance | . | 2022-04-29 |  | 1000 | gal |  | in | Quarterly | Yes | outlet tee in place, no inlet tee. | 4 | Yes | 5 | Yes | 0.25 | No | ([DepOfGrease] + [DepOfSolids]) / ([DepOfGrease] + [DepOfSolids] + [DepOfWater]) | 0.25 | Yes | (([DepOfGrease] + [DepOfSolids]) / ([DepOfGrease] + [DepOfSolids] + [DepOfWater])) * 1.05
[7 empty] | EX150 |  | Located on main floor, installed on pre-wash sink. | [6 empty] | in |  | No |  | 4 | Yes | 5 | Yes | 0.25 | No | ([DepOfGrease] + [DepOfSolids]) / ([DepOfGrease] + [DepOfSolids] + [DepOfWater]) | 0.25 | Yes | (([DepOfGrease] + [DepOfSolids]) / ([DepOfGrease] + [DepOfSolids] + [DepOfWater])) * 1.05
[7 empty] | EX200 | IN-FLOOR | Located in the basement kitchen | [6 empty] | in | SemiAnnual | No | unknown trap size | 4 | Yes | 5 | Yes | 0.25 | No | ([DepOfGrease] + [DepOfSolids]) / ([DepOfGrease] + [DepOfSolids] + [DepOfWater]) | 0.25 | Yes | (([DepOfGrease] + [DepOfSolids]) / ([DepOfGrease] + [DepOfSolids] + [DepOfWater])) * 1.05
|  |  |  | Pinhouse Social | 18333 | 1510 Fairfield Ave. Ste. 101, Fort Wayne 46802
[7 empty] | EX100 | OUTDOOR | Behind building, east most set of the interceptor |  | 2024-02-05 |  | 1000 | gal |  | in |  | Yes |  | 4 | Yes | 5 | Yes | 0.25 | No | ([DepOfGrease] + [DepOfSolids]) / ([DepOfGrease] + [DepOfSolids] + [DepOfWater]) | 0.25 | Yes | (([DepOfGrease] + [DepOfSolids]) / ([DepOfGrease] + [DepOfSolids] + [DepOfWater])) * 1.05
|  |  |  | Pink & White Nails | 17601 | 3211 N. Anthony Blvd., Anthony Blvd., N., 3211, Fort Wayne 46805
[7 empty] | EX200 | ABOVE-FLOOR | North wall under 3-basin sink, above floor. | BK Resources | 2018-05-02 |  | 7 | gpm |  | in | Monthly | No |  | 4 | Yes | 5 | Yes | 0.25 | No | ([DepOfGrease] + [DepOfSolids]) / ([DepOfGrease] + [DepOfSolids] + [DepOfWater]) | 0.25 | Yes | (([DepOfGrease] + [DepOfSolids]) / ([DepOfGrease] + [DepOfSolids] + [DepOfWater])) * 1.05
|  |  |  | Pio Market | 9253 | 1225 E. State Blvd., State Blvd., E., 1225, Fort Wayne 46805
[7 empty] | EX200 | ABOVE-FLOOR | In basement above floor. | Schier Products | 2021-10-25 |  | 20 | gpm |  | in | Monthly | Yes |  | 4 | Yes | 5 | Yes | 0.25 | No | ([DepOfGrease] + [DepOfSolids]) / ([DepOfGrease] + [DepOfSolids] + [DepOfWater]) | 0.25 | Yes | (([DepOfGrease] + [DepOfSolids]) / ([DepOfGrease] + [DepOfSolids] + [DepOfWater])) * 1.05
|  |  |  | Pita Way | 9785 | 4210 W. Jefferson Blvd. Ste. B11, Fort Wayne 46804
[7 empty] | EX200 | IN-FLOOR | Located in floor in the middle of the walkway from the front kitchen to the back kitchen / office area. | Unknown |  |  | 20 | gpm |  | in |  | No | Located in a high traffic area for the employees. The seal/gasket for lid is falling off, will need replaced. | 4 | Yes | 5 | Yes | 0.25 | No | ([DepOfGrease] + [DepOfSolids]) / ([DepOfGrease] + [DepOfSolids] + [DepOfWater]) | 0.25 | Yes | (([DepOfGrease] + [DepOfSolids]) / ([DepOfGrease] + [DepOfSolids] + [DepOfWater])) * 1.05
|  |  |  | Pizza by Vito | 17567 | 4215 S. Anthony Blvd., Anthony Blvd., S., 4215, Fort Wayne 46806
[7 empty] | EX200 | IN-FLOOR | Located under the 3 compartment sink in the floor, black plastic, Schier Products, 25 gpm capacity. | Schier Products | 2017-10-16 |  | 25 | gpm |  | in | Every 2 Weeks | Yes |  | 4 | Yes | 5 | Yes | 0.25 | No | ([DepOfGrease] + [DepOfSolids]) / ([DepOfGrease] + [DepOfSolids] + [DepOfWater]) | 0.25 | Yes | (([DepOfGrease] + [DepOfSolids]) / ([DepOfGrease] + [DepOfSolids] + [DepOfWater])) * 1.05
|  |  |  | Pizza Hut | 0245 | 10080 Illinois Rd., Illinois Rd., 10080, Fort Wayne 46804
[7 empty] | EX100 | OUTDOOR | in back of building in black top in front of 2nd service door from west |  |  |  | 1000 | gal |  | in |  | No |  | 4 | Yes | 5 | Yes | 0.25 | No | ([DepOfGrease] + [DepOfSolids]) / ([DepOfGrease] + [DepOfSolids] + [DepOfWater]) | 0.25 | Yes | (([DepOfGrease] + [DepOfSolids]) / ([DepOfGrease] + [DepOfSolids] + [DepOfWater])) * 1.05
|  |  |  | Pizza Hut | 17841 | 1303 N Cass St, Wabash 46992
|  |  |  | Pizza Hut | 17844 | 101 Frontage Rd., Frontage Rd., 101, Huntington 46750
|  |  |  | Pizza Hut | 17845 | 1210 St. Rd. 114 W, North Manachester 46962
|  |  |  | Pizza Hut | 4638 | 1233 W. State Blvd., State Blvd., W., 1233, Fort Wayne 46808
[7 empty] | EX100 | OUTDOOR | Out grease trap on the west side of the building in the paved area |  | 2014-07-10 |  | 1000 | gal |  | in |  | Yes | Torn down existing building and rebuilt and installed a new grease trap and cmh | 4 | Yes | 5 | Yes | 0.25 | No | ([DepOfGrease] + [DepOfSolids]) / ([DepOfGrease] + [DepOfSolids] + [DepOfWater]) | 0.25 | Yes | (([DepOfGrease] + [DepOfSolids]) / ([DepOfGrease] + [DepOfSolids] + [DepOfWater])) * 1.05
[7 empty] | EX500 | OUTDOOR | Located in pavement on west side of building near the employee entrance |  |  | 2014-07-01 | 1000 | gal |  | in |  | No | To down existing Pizza building and installed a new grease trap and CMH | 4 | Yes | 5 | Yes | 0.25 | No | ([DepOfGrease] + [DepOfSolids]) / ([DepOfGrease] + [DepOfSolids] + [DepOfWater]) | 0.25 | Yes | (([DepOfGrease] + [DepOfSolids]) / ([DepOfGrease] + [DepOfSolids] + [DepOfWater])) * 1.05
|  |  |  | Pizza Hut | 4640 | 3820 E. State Blvd., State Blvd., E., 3820, Fort Wayne 46805
[7 empty] | EX100 | OUTDOOR | Located south of the building outside back employee entrance |  |  |  | 1000 | gal |  | in | Quarterly | No |  | 4 | Yes | 5 | Yes | 0.25 | No | ([DepOfGrease] + [DepOfSolids]) / ([DepOfGrease] + [DepOfSolids] + [DepOfWater]) | 0.25 | Yes | (([DepOfGrease] + [DepOfSolids]) / ([DepOfGrease] + [DepOfSolids] + [DepOfWater])) * 1.05
|  |  |  | Pizza Hut | 9940 | 5735 Coventry Ln., Coventry Ln., 5735, Fort Wayne 46804
[7 empty] | EX100 | OUTDOOR |  |  |  |  | 1000 | gal |  | in |  | No |  | 4 | Yes | 5 | Yes | 0.25 | No | ([DepOfGrease] + [DepOfSolids]) / ([DepOfGrease] + [DepOfSolids] + [DepOfWater]) | 0.25 | Yes | (([DepOfGrease] + [DepOfSolids]) / ([DepOfGrease] + [DepOfSolids] + [DepOfWater])) * 1.05
|  |  |  | Pizza Hut #036931 | 17763 | 5375 E. Dupont Rd., Ste. 104, Dupont Rd., E., 5375., Ste. 104, Fort Wayne 46845
[7 empty] | EX100 | OUTDOOR | Located north of the building toward the east end in the blacktop. |  | 2019-11-14 |  | 1000 | gal |  | in | Quarterly | Yes | Only receives flow from suite 104. | 4 | Yes | 5 | Yes | 0.25 | No | ([DepOfGrease] + [DepOfSolids]) / ([DepOfGrease] + [DepOfSolids] + [DepOfWater]) | 0.25 | Yes | (([DepOfGrease] + [DepOfSolids]) / ([DepOfGrease] + [DepOfSolids] + [DepOfWater])) * 1.05
|  |  |  | Pizza Hut No. 9869 | 4645 | 6809 Bluffton Rd., Bluffton Rd., 6809, Fort Wayne 46819
[7 empty] | EX100 | OUTDOOR | Located in landscape on north side of building | Unknown |  |  | 1000 | gal |  | in |  | No | Interceptor was replaced 11/24/21 | 4 | Yes | 5 | Yes | 0.25 | No | ([DepOfGrease] + [DepOfSolids]) / ([DepOfGrease] + [DepOfSolids] + [DepOfWater]) | 0.25 | Yes | (([DepOfGrease] + [DepOfSolids]) / ([DepOfGrease] + [DepOfSolids] + [DepOfWater])) * 1.05
|  |  |  | Pizza Hut Southgate | 4641 | 4911 S. Calhoun St., Calhoun St., S., 4911, Fort Wayne 46806
[7 empty] | EX100 | OUTDOOR | Located in landscape on south side of building to right of door, 2 access manholes. | Unknown |  |  | 1000 | gal |  | in | Quarterly | No |  | 4 | Yes | 5 | Yes | 0.25 | No | ([DepOfGrease] + [DepOfSolids]) / ([DepOfGrease] + [DepOfSolids] + [DepOfWater]) | 0.25 | Yes | (([DepOfGrease] + [DepOfSolids]) / ([DepOfGrease] + [DepOfSolids] + [DepOfWater])) * 1.05
|  |  |  | Pizza Hut Wingstreet | 10220 | 8311 Lima Rd., Lima Rd., 8311, Fort Wayne 46818
[7 empty] | EX200 | IN-FLOOR | In floor grease trap. |  |  |  | 20 | gpm |  | in |  | No |  | 4 | Yes | 5 | Yes | 0.25 | No | ([DepOfGrease] + [DepOfSolids]) / ([DepOfGrease] + [DepOfSolids] + [DepOfWater]) | 0.25 | Yes | (([DepOfGrease] + [DepOfSolids]) / ([DepOfGrease] + [DepOfSolids] + [DepOfWater])) * 1.05
|  |  |  | Pizza Hut Wingstreet | 4643 | 6039 Stellhorn Rd., Stellhorn Rd., 6039, Fort Wayne 46815
[7 empty] | EX100 | OUTDOOR |  |  |  |  | 1000 | gal |  | in |  | No |  | 4 | Yes | 5 | Yes | 0.25 | No | ([DepOfGrease] + [DepOfSolids]) / ([DepOfGrease] + [DepOfSolids] + [DepOfWater]) | 0.25 | Yes | (([DepOfGrease] + [DepOfSolids]) / ([DepOfGrease] + [DepOfSolids] + [DepOfWater])) * 1.05
|  |  |  | Pizza Hut Wingstreet | 4646 | 10302 Coldwater Rd., Coldwater Rd., 10302, Fort Wayne 46825
[7 empty] | EX100 | OUTDOOR | Located on the south side of the building, next to the front entrance in the landscaping. Located behind the shrubs. | Midwest Tile | 2021-05-11 |  | 1000 | gal |  | in | Quarterly | Yes |  | 4 | Yes | 5 | Yes | 0.25 | No | ([DepOfGrease] + [DepOfSolids]) / ([DepOfGrease] + [DepOfSolids] + [DepOfWater]) | 0.25 | Yes | (([DepOfGrease] + [DepOfSolids]) / ([DepOfGrease] + [DepOfSolids] + [DepOfWater])) * 1.05
|  |  |  | Pizza Hut Wingstreet #6268 | 4642 | 5801 St. Joe Rd., St. Joe Rd., 5801, Fort Wayne 46835
[7 empty] | EX100 | OUTDOOR | Located on north side of building near delivery door | Unknown |  |  | 1000 | gal |  | in | Quarterly | No |  | 4 | Yes | 5 | Yes | 0.25 | No | ([DepOfGrease] + [DepOfSolids]) / ([DepOfGrease] + [DepOfSolids] + [DepOfWater]) | 0.25 | Yes | (([DepOfGrease] + [DepOfSolids]) / ([DepOfGrease] + [DepOfSolids] + [DepOfWater])) * 1.05
|  |  |  | Pizza King | 17385 | 7203 Maplecrest Rd., Maplecrest Rd., 7203, Fort Wayne 46835
[7 empty] | EX100 | OUTDOOR | Located west of the building in the landscaping between the building and the driveway. Two access manholes. | Unknown |  |  | 1000 | gal |  | in | Quarterly | No |  | 4 | Yes | 5 | Yes | 0.25 | No | ([DepOfGrease] + [DepOfSolids]) / ([DepOfGrease] + [DepOfSolids] + [DepOfWater]) | 0.25 | Yes | (([DepOfGrease] + [DepOfSolids]) / ([DepOfGrease] + [DepOfSolids] + [DepOfWater])) * 1.05
[7 empty] | EX200 | ABOVE-FLOOR | under the three basin sink |  |  |  | 20 | gpm |  | in | Weekly | No |  | 4 | Yes | 5 | Yes | 0.25 | No | ([DepOfGrease] + [DepOfSolids]) / ([DepOfGrease] + [DepOfSolids] + [DepOfWater]) | 0.25 | Yes | (([DepOfGrease] + [DepOfSolids]) / ([DepOfGrease] + [DepOfSolids] + [DepOfWater])) * 1.05
|  |  |  | Pizza King | 18252 | 9805 Illinois Rd., Fort Wayne 46804
|  |  |  | Pizza King | 5796 | 4226 Bluffton Rd., Bluffton Rd., 4226, Fort Wayne 46809
[7 empty] | 200 | ABOVE-FLOOR | Metal | Zurn |  |  | 20 | lbs |  | in | Every 2 Weeks | No |  | 4 | Yes | 5 | Yes | 0.25 | No | ([DepOfGrease] + [DepOfSolids]) / ([DepOfGrease] + [DepOfSolids] + [DepOfWater]) | 0.25 | Yes | (([DepOfGrease] + [DepOfSolids]) / ([DepOfGrease] + [DepOfSolids] + [DepOfWater])) * 1.05
|  |  |  | Plowshares Food Hub Co. | 18429 | 1620 Broadway - E4, E6, E7, Fort Wayne 46803
|  |  |  | Plumbers and Steamfitters Local 166 | 17297 | 2930 W. Ludwig Rd., Ludwig Rd., W., 2930, Fort Wayne 46818
[7 empty] | EX200 | ABOVE-FLOOR | Above Floor beneath the 3 basin sink to the right |  |  |  | 20 | gpm |  | in | Monthly | No |  | 4 | Yes | 5 | Yes | 0.25 | No | ([DepOfGrease] + [DepOfSolids]) / ([DepOfGrease] + [DepOfSolids] + [DepOfWater]) | 0.25 | Yes | (([DepOfGrease] + [DepOfSolids]) / ([DepOfGrease] + [DepOfSolids] + [DepOfWater])) * 1.05
|  |  |  | Pontiac Food Market | 0066 | 1108 E. Pontiac St., Pontiac St., E., 1108, Fort Wayne 46803
|  |  |  | Pontiac Street Market (CUGC) | 18193 | 918 E. Pontiac St., Fort Wayne 46806
[7 empty] | EX100 | OUTDOOR | West side of the building in the sidewalk |  | 2023-09-07 |  | 1000 | gal |  | in |  | No |  | 4 | Yes | 5 | Yes | 0.25 | No | ([DepOfGrease] + [DepOfSolids]) / ([DepOfGrease] + [DepOfSolids] + [DepOfWater]) | 0.25 | Yes | (([DepOfGrease] + [DepOfSolids]) / ([DepOfGrease] + [DepOfSolids] + [DepOfWater])) * 1.05
|  |  |  | Popeye's | 18097 | 4416 Illinois Rd., Fort Wayne 46804
[7 empty] | EX100 | OUTDOOR | Located on the E side of the building, N of the CMH |  | 2022-11-03 |  | 1000 | gal |  | in |  | No |  | 4 | Yes | 5 | Yes | 0.25 | No | ([DepOfGrease] + [DepOfSolids]) / ([DepOfGrease] + [DepOfSolids] + [DepOfWater]) | 0.25 | Yes | (([DepOfGrease] + [DepOfSolids]) / ([DepOfGrease] + [DepOfSolids] + [DepOfWater])) * 1.05
|  |  |  | Popeye's Chicken and Biscuits | 2612 | 2615 S. Clinton St., Clinton St., S., 2615, Fort Wayne 46803
[7 empty] | EX100 | OUTDOOR | By drive thru window on the north side of the building | Unknown |  |  | 1000 | gal |  | in | Quarterly | No |  | 4 | Yes | 5 | Yes | 0.25 | No | ([DepOfGrease] + [DepOfSolids]) / ([DepOfGrease] + [DepOfSolids] + [DepOfWater]) | 0.25 | Yes | (([DepOfGrease] + [DepOfSolids]) / ([DepOfGrease] + [DepOfSolids] + [DepOfWater])) * 1.05
|  |  |  | Popeye's Louisiana Kitchen | 17777 | 6111 Lima Rd., Lima Rd., 6111, Fort Wayne 46818
[7 empty] | EX100 | OUTDOOR | S of building between building and drive thru, 2 access manholes |  | 2019-12-01 |  | 1000 | gal |  | in | Quarterly | No |  | 4 | Yes | 5 | Yes | 0.25 | No | ([DepOfGrease] + [DepOfSolids]) / ([DepOfGrease] + [DepOfSolids] + [DepOfWater]) | 0.25 | Yes | (([DepOfGrease] + [DepOfSolids]) / ([DepOfGrease] + [DepOfSolids] + [DepOfWater])) * 1.05
|  |  |  | Popthaw LLC | 0170 | 8802 Coldwater Rd., Coldwater Rd., 8802, Fort Wayne 46825
[7 empty] | EX200 | IN-FLOOR | Under & to left of 3 basin sink | Canplas |  |  | 20 | gpm |  | in |  | No |  | 4 | Yes | 5 | Yes | 0.25 | No | ([DepOfGrease] + [DepOfSolids]) / ([DepOfGrease] + [DepOfSolids] + [DepOfWater]) | 0.25 | Yes | (([DepOfGrease] + [DepOfSolids]) / ([DepOfGrease] + [DepOfSolids] + [DepOfWater])) * 1.05
[7 empty] | EX201 | IN-FLOOR | Under wok stove | Canplas |  |  | 20 | gpm |  | in |  | No |  | 4 | Yes | 5 | Yes | 0.25 | No | ([DepOfGrease] + [DepOfSolids]) / ([DepOfGrease] + [DepOfSolids] + [DepOfWater]) | 0.25 | Yes | (([DepOfGrease] + [DepOfSolids]) / ([DepOfGrease] + [DepOfSolids] + [DepOfWater])) * 1.05
|  |  |  | Portage Middle School | 9666 | 3521 Taylor St., Taylor St., 3521, Fort Wayne 46802
[7 empty] | EX100 | OUTDOOR | E of building in grass by E corner of building; 1 access manhole |  |  |  | 1000 | gal |  | in | SemiAnnual | No | J & S Liquid Waste Cleans there grease interceptor. The manhole for the grease trap has also been replaced. | 4 | Yes | 5 | Yes | 0.25 | No | ([DepOfGrease] + [DepOfSolids]) / ([DepOfGrease] + [DepOfSolids] + [DepOfWater]) | 0.25 | Yes | (([DepOfGrease] + [DepOfSolids]) / ([DepOfGrease] + [DepOfSolids] + [DepOfWater])) * 1.05
|  |  |  | Portillo's #63 | 17760 | 295 W. Coliseum Blvd., Coliseum Blvd., W., 295, Fort Wayne 46805
[7 empty] | EX100 | OUTDOOR | E of building by trash dumpster |  |  |  | 2000 | gal |  | in | Quarterly | No |  | 4 | Yes | 5 | Yes | 0.25 | No | ([DepOfGrease] + [DepOfSolids]) / ([DepOfGrease] + [DepOfSolids] + [DepOfWater]) | 0.25 | Yes | (([DepOfGrease] + [DepOfSolids]) / ([DepOfGrease] + [DepOfSolids] + [DepOfWater])) * 1.05
|  |  |  | Potbelly's Sandwich Shop | 17509 | 501 E. Coliseum Blvd., Coliseum Blvd., E., 501, Fort Wayne 46825
[7 empty] | EX200 | IN-FLOOR | Black plastic, 50 gpm, infloor, located along west kitchen side, between 3-compartment and 1-compartment sinks | Schier Products | 2017-04-05 |  | 50 | gpm |  | in | Every 2 Weeks | Yes |  | 4 | Yes | 5 | Yes | 0.25 | No | ([DepOfGrease] + [DepOfSolids]) / ([DepOfGrease] + [DepOfSolids] + [DepOfWater]) | 0.25 | Yes | (([DepOfGrease] + [DepOfSolids]) / ([DepOfGrease] + [DepOfSolids] + [DepOfWater])) * 1.05
[7 empty] | EX201 | ABOVE-FLOOR | 10 gpm, metal, above floor, dipper well is plumbed to it, it sits below the dipper well. | . | 2017-04-07 |  | 10 | gpm |  | in | Every 2 Weeks | Yes |  | 4 | Yes | 5 | Yes | 0.25 | No | ([DepOfGrease] + [DepOfSolids]) / ([DepOfGrease] + [DepOfSolids] + [DepOfWater]) | 0.25 | Yes | (([DepOfGrease] + [DepOfSolids]) / ([DepOfGrease] + [DepOfSolids] + [DepOfWater])) * 1.05
|  |  |  | Power Up Arcade | 17282 | 5310 Merchandise Drive, Merchandise Dr., 5310, Fort Wayne 46825
[7 empty] | EX100 | OUTDOOR | West side of the building in the cut-out |  | 2023-12-15 |  | 1000 | gal |  | in |  | Yes |  | 4 | Yes | 5 | Yes | 0.25 | No | ([DepOfGrease] + [DepOfSolids]) / ([DepOfGrease] + [DepOfSolids] + [DepOfWater]) | 0.25 | Yes | (([DepOfGrease] + [DepOfSolids]) / ([DepOfGrease] + [DepOfSolids] + [DepOfWater])) * 1.05
|  |  |  | Powers Hamburger Shop | 2045 | 1402 S. Harrison St., Harrison St., S., 1402, Fort Wayne 46802
[7 empty] | EX200 | IN-FLOOR | Next to the hand sink in the middle kitchen area | Schier Products | 2024-10-10 |  | 30 | gpm |  | in |  | No |  | 4 | Yes | 5 | Yes | 0.25 | No | ([DepOfGrease] + [DepOfSolids]) / ([DepOfGrease] + [DepOfSolids] + [DepOfWater]) | 0.25 | Yes | (([DepOfGrease] + [DepOfSolids]) / ([DepOfGrease] + [DepOfSolids] + [DepOfWater])) * 1.05
|  |  |  | Prairie Farms | 9633 | 3400 Lima Rd., Lima Rd., 3400, Fort Wayne 46805
[7 empty] | EX100 | OUTDOOR |  |  |  |  | 2000 | gal |  | in |  | No |  | 4 | Yes | 5 | Yes | 0.25 | No | ([DepOfGrease] + [DepOfSolids]) / ([DepOfGrease] + [DepOfSolids] + [DepOfWater]) | 0.25 | Yes | (([DepOfGrease] + [DepOfSolids]) / ([DepOfGrease] + [DepOfSolids] + [DepOfWater])) * 1.05
|  |  |  | Prairie Farms - Anderson | 17960 | 722 Broadway, Anderson 46012
|  |  |  | Praise Lutheran Church | 18145 | 1115 W. Dupont Rd., Fort Wayne 46825
[7 empty] | EX100 | OUTDOOR | Behind the building in the playground area. Near the back door of the kitchen |  |  |  | 1000 | gal |  | in |  | No |  | 4 | Yes | 5 | Yes | 0.25 | No | ([DepOfGrease] + [DepOfSolids]) / ([DepOfGrease] + [DepOfSolids] + [DepOfWater]) | 0.25 | Yes | (([DepOfGrease] + [DepOfSolids]) / ([DepOfGrease] + [DepOfSolids] + [DepOfWater])) * 1.05
|  |  |  | Premier Rental | 17367 | 9138 Bluffton Rd., Bluffton Rd., 9138, Fort Wayne 46809
[7 empty] | EX100 | OUTDOOR | Outdoor grease trap located north west of the original building |  | 2015-03-17 |  | 1500 | gal |  | in |  | No |  | 4 | Yes | 5 | Yes | 0.25 | No | ([DepOfGrease] + [DepOfSolids]) / ([DepOfGrease] + [DepOfSolids] + [DepOfWater]) | 0.25 | Yes | (([DepOfGrease] + [DepOfSolids]) / ([DepOfGrease] + [DepOfSolids] + [DepOfWater])) * 1.05
[7 empty] | EX101 | OUTDOOR | Outdoor grease trap located north of the addition in the paved area. |  | 2016-12-07 |  | 1000 | gal |  | in |  | Yes |  | 4 | Yes | 5 | Yes | 0.25 | No | ([DepOfGrease] + [DepOfSolids]) / ([DepOfGrease] + [DepOfSolids] + [DepOfWater]) | 0.25 | Yes | (([DepOfGrease] + [DepOfSolids]) / ([DepOfGrease] + [DepOfSolids] + [DepOfWater])) * 1.05
|  |  |  | Price Elementary School | 9383 | 1901 W. State Blvd., State Blvd., W., 1901, Fort Wayne 46808
|  |  |  | Prince Chapman Academy | 9839 | 4808 E. Paulding Rd., Paulding Rd., E., 4808, Fort Wayne 46816
[7 empty] | EX100 | OUTDOOR | by the main backdoors to the North |  |  |  | 2000 | gal |  | in |  | No | 3 MH interceptor | 4 | Yes | 5 | Yes | 0.25 | No | ([DepOfGrease] + [DepOfSolids]) / ([DepOfGrease] + [DepOfSolids] + [DepOfWater]) | 0.25 | Yes | (([DepOfGrease] + [DepOfSolids]) / ([DepOfGrease] + [DepOfSolids] + [DepOfWater])) * 1.05
|  |  |  | Pro Bowl West | 9299 | 1455 Goshen Ave., Goshen Ave., 1455, Fort Wayne 46808
[7 empty] | EX200 | IN-FLOOR | In floor grease trap under the 3-basin sink |  |  |  |  | gal |  | in |  | No | Existing in floor grease trap | 4 | Yes | 5 | Yes | 0.25 | No | ([DepOfGrease] + [DepOfSolids]) / ([DepOfGrease] + [DepOfSolids] + [DepOfWater]) | 0.25 | Yes | (([DepOfGrease] + [DepOfSolids]) / ([DepOfGrease] + [DepOfSolids] + [DepOfWater])) * 1.05
|  |  |  | Proctor & Gamble Cincinnati | 17846 | 100 June Street, Cincinnati
|  |  |  | Proctor & Gamble Lima | 17848 | 3875 Reservoir Rd, Lima 45801
|  |  |  | Progressive Hospital of Fort Wayne | 9502 | 2626 Fairfield Ave., Fairfield Ave., 2626, Fort Wayne 48607
|  |  |  | Proximo | 17462 | 898 S. Harrison St., Harrison St., S., 898, Fort Wayne 46802
[7 empty] | EX200 | ABOVE-FLOOR | Located under 3 basin |  |  |  | 15 | gpm |  | in | Every 2 Weeks | No | Prep | 4 | Yes | 5 | Yes | 0.25 | No | ([DepOfGrease] + [DepOfSolids]) / ([DepOfGrease] + [DepOfSolids] + [DepOfWater]) | 0.25 | Yes | (([DepOfGrease] + [DepOfSolids]) / ([DepOfGrease] + [DepOfSolids] + [DepOfWater])) * 1.05
[7 empty] | EX201 | ABOVE-FLOOR | Right of 3 basin |  |  |  | 20 | gpm |  | in | Every 2 Weeks | No | Cleaning | 4 | Yes | 5 | Yes | 0.25 | No | ([DepOfGrease] + [DepOfSolids]) / ([DepOfGrease] + [DepOfSolids] + [DepOfWater]) | 0.25 | Yes | (([DepOfGrease] + [DepOfSolids]) / ([DepOfGrease] + [DepOfSolids] + [DepOfWater])) * 1.05
[7 empty] | EX202 | ABOVE-FLOOR | under prewash sink on S kitchen wall |  |  |  | 10 | gpm |  | in | Every 2 Weeks | No |  | 4 | Yes | 5 | Yes | 0.25 | No | ([DepOfGrease] + [DepOfSolids]) / ([DepOfGrease] + [DepOfSolids] + [DepOfWater]) | 0.25 | Yes | (([DepOfGrease] + [DepOfSolids]) / ([DepOfGrease] + [DepOfSolids] + [DepOfWater])) * 1.05
|  |  |  | Pub 1802 | 9364 | 1802 Spy Run Ave., Spy Run Ave., 1802, Fort Wayne 46805
[7 empty] | EX200 | ABOVE-FLOOR | Located between 3 basin and prewash sink | BK Resources | 2018-08-13 |  | 20 | gpm |  | in | Every 2 Weeks | No |  | 4 | Yes | 5 | Yes | 0.25 | No | ([DepOfGrease] + [DepOfSolids]) / ([DepOfGrease] + [DepOfSolids] + [DepOfWater]) | 0.25 | Yes | (([DepOfGrease] + [DepOfSolids]) / ([DepOfGrease] + [DepOfSolids] + [DepOfWater])) * 1.05
[7 empty] | EX600 |  | No grease trap installed. |  |  |  |  | gal |  | in |  | No |  | 4 | Yes | 5 | Yes | 0.25 | No | ([DepOfGrease] + [DepOfSolids]) / ([DepOfGrease] + [DepOfSolids] + [DepOfWater]) | 0.25 | Yes | (([DepOfGrease] + [DepOfSolids]) / ([DepOfGrease] + [DepOfSolids] + [DepOfWater])) * 1.05
|  |  |  | Pufferbelly Junction | 18083 | 1022 Cass St., Fort Wayne 46803
[7 empty] | EX100 | OUTDOOR | Located N of building |  | 2022-09-29 |  | 1000 | gal |  | in |  | No |  | 4 | Yes | 5 | Yes | 0.25 | No | ([DepOfGrease] + [DepOfSolids]) / ([DepOfGrease] + [DepOfSolids] + [DepOfWater]) | 0.25 | Yes | (([DepOfGrease] + [DepOfSolids]) / ([DepOfGrease] + [DepOfSolids] + [DepOfWater])) * 1.05
|  |  |  | Pulver's Pub | 9942 | 5741 St. Joe Rd., St. Joe Rd., 5741, Fort Wayne 46835
[7 empty] | EX600 |  | no grease interceptor known for a fact | [6 empty] | in |  | No |  | 4 | Yes | 5 | Yes | 0.25 | No | ([DepOfGrease] + [DepOfSolids]) / ([DepOfGrease] + [DepOfSolids] + [DepOfWater]) | 0.25 | Yes | (([DepOfGrease] + [DepOfSolids]) / ([DepOfGrease] + [DepOfSolids] + [DepOfWater])) * 1.05
|  |  |  | Purdue University Fort Wayne | 9410 | 2101 E. Coliseum Blvd., Coliseum Blvd., E., 2101, Fort Wayne 46805
|  |  |  | Pure Appetite LLC (St. John Church) | 0023 | 402 Badiac Rd., Badiac Rd., 402, Fort Wayne 46845
|  |  |  | Purple Mountain Cheesecakes | 9085 | 424 E. Wayne St., Wayne St., E., 424, Fort Wayne 46802
[7 empty] | EX200 | IN-FLOOR | Located in front of the 3 compartment sink, in the floor, metal construction, 20 gpm | Unknown |  |  | 20 | gpm |  | in | Monthly | No |  | 4 | Yes | 5 | Yes | 0.25 | No | ([DepOfGrease] + [DepOfSolids]) / ([DepOfGrease] + [DepOfSolids] + [DepOfWater]) | 0.25 | Yes | (([DepOfGrease] + [DepOfSolids]) / ([DepOfGrease] + [DepOfSolids] + [DepOfWater])) * 1.05
|  |  |  | Putt Putt Golf and Games | 9812 | 4530 Speedway Dr., Speedway Dr., 4530, Fort Wayne 46825
|  |  |  | Q House | 9227 | 1125 E. Dupont Rd., Ste. F, Dupont Rd., E., 1125, Ste. F, Fort Wayne 46825
[7 empty] | EX200 | IN-FLOOR | Located in the north kitchen, left of the 3 compartment sink. | Canplas |  |  | 20 | gpm |  | in | Weekly | No |  | 4 | Yes | 5 | Yes | 0.25 | No | ([DepOfGrease] + [DepOfSolids]) / ([DepOfGrease] + [DepOfSolids] + [DepOfWater]) | 0.25 | Yes | (([DepOfGrease] + [DepOfSolids]) / ([DepOfGrease] + [DepOfSolids] + [DepOfWater])) * 1.05
[7 empty] | EX201 | IN-FLOOR | Located north of the wok stove, grey plastic. | Canplas |  |  | 20 | gpm |  | in | Weekly | No | recommended cleaning twice a week. | 4 | Yes | 5 | Yes | 0.25 | No | ([DepOfGrease] + [DepOfSolids]) / ([DepOfGrease] + [DepOfSolids] + [DepOfWater]) | 0.25 | Yes | (([DepOfGrease] + [DepOfSolids]) / ([DepOfGrease] + [DepOfSolids] + [DepOfWater])) * 1.05
|  |  |  | Qdoba | 18032 | 10070 Diebold Rd., Fort Wayne 46825
[7 empty] | EX100 | OUTDOOR | Located S side of building just W of Backdoor |  | 2022-05-31 |  | 1000 | gal |  | in |  | No |  | 4 | Yes | 5 | Yes | 0.25 | No | ([DepOfGrease] + [DepOfSolids]) / ([DepOfGrease] + [DepOfSolids] + [DepOfWater]) | 0.25 | Yes | (([DepOfGrease] + [DepOfSolids]) / ([DepOfGrease] + [DepOfSolids] + [DepOfWater])) * 1.05
|  |  |  | Qdoba Mexican Grill #2732 | 0180 | 700 E. Coliseum Blvd., Ste. C, Coliseum Blvd., E., 700, Ste. C, Fort Wayne 46805
[7 empty] | EX200 | ABOVE-FLOOR | Right of 3-compartment sink. | Canplas | 2022-03-22 |  | 25 | gpm |  | in | Monthly | No | Canplas plastic trap in&out baffles. | 4 | Yes | 5 | Yes | 0.25 | No | ([DepOfGrease] + [DepOfSolids]) / ([DepOfGrease] + [DepOfSolids] + [DepOfWater]) | 0.25 | Yes | (([DepOfGrease] + [DepOfSolids]) / ([DepOfGrease] + [DepOfSolids] + [DepOfWater])) * 1.05
[7 empty] | EX500 | IN-FLOOR | retired as of 3.22.22 cemented over, was damaged in several spots. |  |  |  | 50 | gpm |  | in |  | No |  | 4 | Yes | 5 | Yes | 0.25 | No | ([DepOfGrease] + [DepOfSolids]) / ([DepOfGrease] + [DepOfSolids] + [DepOfWater]) | 0.25 | Yes | (([DepOfGrease] + [DepOfSolids]) / ([DepOfGrease] + [DepOfSolids] + [DepOfWater])) * 1.05
|  |  |  | Queen Nails | 18400 | 165 W. Coliseum Blvd., Fort Wayne 46805
[7 empty] | EX100 | OUTDOOR | Outside the front door in the drive |  |  |  | 1000 | gal |  | in |  | No |  | 4 | Yes | 5 | Yes | 0.25 | No | ([DepOfGrease] + [DepOfSolids]) / ([DepOfGrease] + [DepOfSolids] + [DepOfWater]) | 0.25 | Yes | (([DepOfGrease] + [DepOfSolids]) / ([DepOfGrease] + [DepOfSolids] + [DepOfWater])) * 1.05
|  |  |  | Queen of Angels Catholic Church and School | 9326 | 1600 W. State Blvd., State Blvd., W., 1600, Fort Wayne 46808
|  |  |  | Quick Stop C-Store/Mi Casita Taqueria | 17773 | 3170 E. State Blvd., State Blvd., E., 3170, Fort Wayne 46805
[7 empty] | EX100 | OUTDOOR | S of building in 1st parking stall | Unknown | 2019-12-01 |  | 1000 | gal |  | in | Quarterly | No |  | 4 | Yes | 5 | Yes | 0.25 | No | ([DepOfGrease] + [DepOfSolids]) / ([DepOfGrease] + [DepOfSolids] + [DepOfWater]) | 0.25 | Yes | (([DepOfGrease] + [DepOfSolids]) / ([DepOfGrease] + [DepOfSolids] + [DepOfWater])) * 1.05
|  |  |  | Quick Stop Shell - Los Portales Mexican | 17684 | 10226 Old Leo Rd., Old Leo Rd., 10226, Fort Wayne 46825
[7 empty] | EX100 | OUTDOOR | Located behind bldg. in parking stalls, NE of back door. Two access manholes |  |  |  | 1000 | gal |  | in | Quarterly | No |  | 4 | Yes | 5 | Yes | 0.25 | No | ([DepOfGrease] + [DepOfSolids]) / ([DepOfGrease] + [DepOfSolids] + [DepOfWater]) | 0.25 | Yes | (([DepOfGrease] + [DepOfSolids]) / ([DepOfGrease] + [DepOfSolids] + [DepOfWater])) * 1.05
|  |  |  | Quickstop Marathon | 10159 | 7201 Maplecrest Rd., Maplecrest Rd., 7201, Fort Wayne 46835
[7 empty] | EX100 | OUTDOOR | Located southwest corner of the strip mall in the landscaping close to the building |  |  |  | 1000 | gal |  | in |  | No | The grease trap receives flow from the other occupant also. | 4 | Yes | 5 | Yes | 0.25 | No | ([DepOfGrease] + [DepOfSolids]) / ([DepOfGrease] + [DepOfSolids] + [DepOfWater]) | 0.25 | Yes | (([DepOfGrease] + [DepOfSolids]) / ([DepOfGrease] + [DepOfSolids] + [DepOfWater])) * 1.05
|  |  |  | Quimby Hall Event Center | 3604 | 1502 Bluffton Rd., Bluffton Rd., 1502, Fort Wayne 46809
[7 empty] | EX200 | ABOVE-FLOOR | Located to the right of the three compartment sink in the back room |  |  |  | 20 | gpm |  | in | Every 2 Weeks | Yes |  | 4 | Yes | 5 | Yes | 0.25 | No | ([DepOfGrease] + [DepOfSolids]) / ([DepOfGrease] + [DepOfSolids] + [DepOfWater]) | 0.25 | Yes | (([DepOfGrease] + [DepOfSolids]) / ([DepOfGrease] + [DepOfSolids] + [DepOfWater])) * 1.05
[7 empty] | EX201 | ABOVE-FLOOR | Located under prewash sink. |  |  |  | 20 | gpm |  | in | Weekly | Yes |  | 4 | Yes | 5 | Yes | 0.25 | No | ([DepOfGrease] + [DepOfSolids]) / ([DepOfGrease] + [DepOfSolids] + [DepOfWater]) | 0.25 | Yes | (([DepOfGrease] + [DepOfSolids]) / ([DepOfGrease] + [DepOfSolids] + [DepOfWater])) * 1.05
|  |  |  | Quincy Recycle | 17599 | 2210 Summit St., Summit St., 2210, New Haven 46774
[7 empty] | EX200 | [6 empty] | gal |  | in |  | No |  | 4 | Yes | 5 | Yes | 0.25 | No | ([DepOfGrease] + [DepOfSolids]) / ([DepOfGrease] + [DepOfSolids] + [DepOfWater]) | 0.25 | Yes | (([DepOfGrease] + [DepOfSolids]) / ([DepOfGrease] + [DepOfSolids] + [DepOfWater])) * 1.05
|  |  |  | Rad Trash, LLC DBA Bin Bubbles USA | 18108 | 5502 Mason Dr., Fort Wayne 46809
|  |  |  | Raimondo's Pizza | 9492 | 2608 W. State Blvd., State Blvd., W., 2608, Fort Wayne 46808
[7 empty] | EX200 | ABOVE-FLOOR | Above floor, metal, 15 gpm, left of 3-basin |  | 2015-05-15 |  | 15 | gpm |  | in |  | No |  | 4 | Yes | 5 | Yes | 0.25 | No | ([DepOfGrease] + [DepOfSolids]) / ([DepOfGrease] + [DepOfSolids] + [DepOfWater]) | 0.25 | Yes | (([DepOfGrease] + [DepOfSolids]) / ([DepOfGrease] + [DepOfSolids] + [DepOfWater])) * 1.05
[7 empty] | EX201 | IN-FLOOR | Left of the 3-basin sink on the west wall. |  | 2018-06-18 |  | 20 | gpm |  | in |  | No | Added in expansion | 4 | Yes | 5 | Yes | 0.25 | No | ([DepOfGrease] + [DepOfSolids]) / ([DepOfGrease] + [DepOfSolids] + [DepOfWater]) | 0.25 | Yes | (([DepOfGrease] + [DepOfSolids]) / ([DepOfGrease] + [DepOfSolids] + [DepOfWater])) * 1.05
|  |  |  | Rain's Place | 0050 | 14523 Lima Rd., Lima Rd., 14523, Fort Wayne 46818
|  |  |  | Raising Canes | 18371 | 701 E. Coliseum Blvd., Fort Wayne 46825
[7 empty] | EX100 | OUTDOOR | West side of the building in the landscaping |  | 2024-11-21 |  | 1000 | gal |  | in |  | Yes |  | 4 | Yes | 5 | Yes | 0.25 | No | ([DepOfGrease] + [DepOfSolids]) / ([DepOfGrease] + [DepOfSolids] + [DepOfWater]) | 0.25 | Yes | (([DepOfGrease] + [DepOfSolids]) / ([DepOfGrease] + [DepOfSolids] + [DepOfWater])) * 1.05
|  |  |  | Rally's #4005 | 10024 | 6139 Stellhorn Rd., Stellhorn Rd., 6139, Fort Wayne 46815
[7 empty] | EX100 | OUTDOOR | Located in east side of landscape on North side of building | Unknown |  |  | 1000 | gal |  | in | Quarterly | No |  | 4 | Yes | 5 | Yes | 0.25 | No | ([DepOfGrease] + [DepOfSolids]) / ([DepOfGrease] + [DepOfSolids] + [DepOfWater]) | 0.25 | Yes | (([DepOfGrease] + [DepOfSolids]) / ([DepOfGrease] + [DepOfSolids] + [DepOfWater])) * 1.05
|  |  |  | Rally's #9067 | 1227 | 4810 Coldwater Rd., Coldwater Rd., 4810, Fort Wayne 46825
[7 empty] | EX120 | OUTDOOR | East side of building in landscaping between the drive thru lanes, two plastic manhole openings, center baffle with center opening, 1000 gallon plastic tank in the ground. | Unknown |  |  | 1000 | gal |  | in | Quarterly | No | Grease interceptor was cleaned every 6 months, needs cleaned quarterly 6/15/18. | 4 | Yes | 5 | Yes | 0.25 | No | ([DepOfGrease] + [DepOfSolids]) / ([DepOfGrease] + [DepOfSolids] + [DepOfWater]) | 0.25 | Yes | (([DepOfGrease] + [DepOfSolids]) / ([DepOfGrease] + [DepOfSolids] + [DepOfWater])) * 1.05
|  |  |  | Rally's #9098 | 1326 | 320 W. Jefferson Blvd., Jefferson Blvd., W., 320, Fort Wayne 46802
[7 empty] | EX100 | OUTDOOR | North of bldg. in grass, 1 access manhole |  |  |  | 1000 | gal |  | in | SemiAnnual | No |  | 4 | Yes | 5 | Yes | 0.25 | No | ([DepOfGrease] + [DepOfSolids]) / ([DepOfGrease] + [DepOfSolids] + [DepOfWater]) | 0.25 | Yes | (([DepOfGrease] + [DepOfSolids]) / ([DepOfGrease] + [DepOfSolids] + [DepOfWater])) * 1.05
|  |  |  | Rally's #9196 | 4637 | 3906 E. State Blvd., State Blvd., E., 3906, Fort Wayne 46805
[7 empty] | EX100 | OUTDOOR | Located west of the building in the drive thru lane, the southern most manhole, one access manhole with inlet 1/2 baffle, full center baffle and outlet tee in place. | Unknown |  |  | 1000 | gal |  | in | Quarterly | No | New outlet tee installed 4/27/18. Possibly installed backwards since the baffle is under water or some other plumbing issue. | 4 | Yes | 5 | Yes | 0.25 | No | ([DepOfGrease] + [DepOfSolids]) / ([DepOfGrease] + [DepOfSolids] + [DepOfWater]) | 0.25 | Yes | (([DepOfGrease] + [DepOfSolids]) / ([DepOfGrease] + [DepOfSolids] + [DepOfWater])) * 1.05
|  |  |  | Rally's #9727 | 10001 | 6022 W. Jefferson Blvd., Jefferson Blvd., W., 6022, Fort Wayne 46804
[7 empty] | EX120 | OUTDOOR | Directly outside back door in landscaping | Unknown |  |  | 1000 | gal |  | in | Quarterly | No |  | 4 | Yes | 5 | Yes | 0.25 | No | ([DepOfGrease] + [DepOfSolids]) / ([DepOfGrease] + [DepOfSolids] + [DepOfWater]) | 0.25 | Yes | (([DepOfGrease] + [DepOfSolids]) / ([DepOfGrease] + [DepOfSolids] + [DepOfWater])) * 1.05
|  |  |  | Rally's #9781 | 9912 | 5607 S. Anthony Blvd., Anthony Blvd., S., 5607, Fort Wayne 46806
[7 empty] | EX100 | OUTDOOR | West of building in landscaping between drive thru and sidewalk. |  |  |  | 1000 | gal |  | in |  | No |  | 4 | Yes | 5 | Yes | 0.25 | No | ([DepOfGrease] + [DepOfSolids]) / ([DepOfGrease] + [DepOfSolids] + [DepOfWater]) | 0.25 | Yes | (([DepOfGrease] + [DepOfSolids]) / ([DepOfGrease] + [DepOfSolids] + [DepOfWater])) * 1.05
|  |  |  | Ramarn Asian Grocery | 0088 | 5824 Decatur Rd., Decatur Rd., 5824, Fort Wayne 46816
[7 empty] | EX600 |  | No grease trap |  |  |  |  | gal |  | in |  | No |  | 4 | Yes | 5 | Yes | 0.25 | No | ([DepOfGrease] + [DepOfSolids]) / ([DepOfGrease] + [DepOfSolids] + [DepOfWater]) | 0.25 | Yes | (([DepOfGrease] + [DepOfSolids]) / ([DepOfGrease] + [DepOfSolids] + [DepOfWater])) * 1.05
|  |  |  | Rang Dong Supermarket | 17445 | 3030 N. Clinton St, Fort Wayne 46805
[7 empty] | EX200 | ABOVE-FLOOR | next to the three basin sink |  |  |  | 20 | gpm |  | in |  | No |  | 4 | Yes | 5 | Yes | 0.25 | No | ([DepOfGrease] + [DepOfSolids]) / ([DepOfGrease] + [DepOfSolids] + [DepOfWater]) | 0.25 | Yes | (([DepOfGrease] + [DepOfSolids]) / ([DepOfGrease] + [DepOfSolids] + [DepOfWater])) * 1.05
|  |  |  | Raspados Tlaquepaque | 18230 | 435 Dalman Ave., Fort Wayne 46806
|  |  |  | Ray's Coin Laundry | 9546 | 2919 Poinsette Dr., Poinsette Dr., 2919, Fort Wayne 46808
|  |  |  | Raytheon Plant 3 - Eurest Dining Service | 9273 | 1320 Production Rd., Production Rd., 1320, Fort Wayne 46808
|  |  |  | RBNL Caribbean Takeout | 4561 | 2820 Maplecrest Rd., Maplecrest Rd., 2820, Fort Wayne 46815
[7 empty] | EX200 | IN-FLOOR | Located in the floor behind the deli counter. Grey plastic, Canplas manufacturer. | Canplas |  |  | 35 | gpm |  | in | Every 2 Weeks | No | 3 compartment sink behind the deli counter is the only fixture plumbed to this. | 4 | Yes | 5 | Yes | 0.25 | No | ([DepOfGrease] + [DepOfSolids]) / ([DepOfGrease] + [DepOfSolids] + [DepOfWater]) | 0.25 | Yes | (([DepOfGrease] + [DepOfSolids]) / ([DepOfGrease] + [DepOfSolids] + [DepOfWater])) * 1.05
[7 empty] | EX201 | ABOVE-FLOOR | Located in the storage room, above the floor, 10 gpm, grey plastic. | Canplas |  |  | 10 | gpm |  | in | Weekly | No | 3 compartment sink in the meat cutting room is the only fixture plumbed to it. | 4 | Yes | 5 | Yes | 0.25 | No | ([DepOfGrease] + [DepOfSolids]) / ([DepOfGrease] + [DepOfSolids] + [DepOfWater]) | 0.25 | Yes | (([DepOfGrease] + [DepOfSolids]) / ([DepOfGrease] + [DepOfSolids] + [DepOfWater])) * 1.05
[7 empty] | EX202 | IN-FLOOR | Located in the floor in the kitchen, left of the 3 compartment and pre-wash sinks. | Canplas |  |  | 20 | gpm |  | in | Every 2 Weeks | No | The 3 compartment sink and the pre-wash sink in the cooking kitchen are the only fixtures plumbed to it. | 4 | Yes | 5 | Yes | 0.25 | No | ([DepOfGrease] + [DepOfSolids]) / ([DepOfGrease] + [DepOfSolids] + [DepOfWater]) | 0.25 | Yes | (([DepOfGrease] + [DepOfSolids]) / ([DepOfGrease] + [DepOfSolids] + [DepOfWater])) * 1.05
|  |  |  | RCS Contractor | 18043 | 3409 Granite Ct., Granite Ct., 3409, Fort Wayne 46802
[7 empty] | EX150 |  | Zurn O/S interceptor located under utility sink in warehouse | Zurn | 2022-06-14 |  | 12 | gpm |  | in | Monthly | Yes | Need to disconnect the pvc union to slide the O/S for cleaning | 4 | Yes | 5 | Yes | 0.25 | No | ([DepOfGrease] + [DepOfSolids]) / ([DepOfGrease] + [DepOfSolids] + [DepOfWater]) | 0.25 | Yes | (([DepOfGrease] + [DepOfSolids]) / ([DepOfGrease] + [DepOfSolids] + [DepOfWater])) * 1.05
|  |  |  | Real Alloy | 18192 | 4525 US-24 Bus, Wabash 46992
[7 empty] | HSW - Station 1 | OUTDOOR | HSW Disposal - Station 1 | [6 empty] | in |  | No |  | 4 | Yes | 5 | Yes | 0.25 | No | ([DepOfGrease] + [DepOfSolids]) / ([DepOfGrease] + [DepOfSolids] + [DepOfWater]) | 0.25 | Yes | (([DepOfGrease] + [DepOfSolids]) / ([DepOfGrease] + [DepOfSolids] + [DepOfWater])) * 1.05
[7 empty] | SEPTIC - Station 2 | OUTDOOR | Septic Pit - Station 2 | [6 empty] | in |  | No |  | 4 | Yes | 5 | Yes | 0.25 | No | ([DepOfGrease] + [DepOfSolids]) / ([DepOfGrease] + [DepOfSolids] + [DepOfWater]) | 0.25 | Yes | (([DepOfGrease] + [DepOfSolids]) / ([DepOfGrease] + [DepOfSolids] + [DepOfWater])) * 1.05
|  |  |  | Red Lobster | 4881 | 4825 Coldwater Rd., Coldwater Rd., 4825, Fort Wayne 46825
[7 empty] | EX100 | OUTDOOR | Northside of building in 6th parking space from the east |  |  |  | 2000 | gal |  | in |  | No |  | 4 | Yes | 5 | Yes | 0.25 | No | ([DepOfGrease] + [DepOfSolids]) / ([DepOfGrease] + [DepOfSolids] + [DepOfWater]) | 0.25 | Yes | (([DepOfGrease] + [DepOfSolids]) / ([DepOfGrease] + [DepOfSolids] + [DepOfWater])) * 1.05
|  |  |  | Red Moon Entertainment Center & Hall LLC | 9918 | 5655 St. Joe Rd., St. Joe Rd., 5655, Fort Wayne 46835
[7 empty] | EX200 | ABOVE-FLOOR | Located under the 3 compartment along the north wall of the kitchen. | Unknown | 2019-05-14 |  | 5 | gpm |  | in |  | Yes |  | 4 | Yes | 5 | Yes | 0.25 | No | ([DepOfGrease] + [DepOfSolids]) / ([DepOfGrease] + [DepOfSolids] + [DepOfWater]) | 0.25 | Yes | (([DepOfGrease] + [DepOfSolids]) / ([DepOfGrease] + [DepOfSolids] + [DepOfWater])) * 1.05
|  |  |  | Red Robin Gourmet Burgers | 9773 | 4201 Coldwater Rd., Ste. 29, Coldwater Rd., 4201, Ste. 29, Fort Wayne 46805
[7 empty] | EX100 | OUTDOOR | Located west of facility in landscaping near side door. |  | 2023-11-21 |  | 1000 | gal |  | in |  | No | replaced 11.21.23 | 4 | Yes | 5 | Yes | 0.25 | No | ([DepOfGrease] + [DepOfSolids]) / ([DepOfGrease] + [DepOfSolids] + [DepOfWater]) | 0.25 | Yes | (([DepOfGrease] + [DepOfSolids]) / ([DepOfGrease] + [DepOfSolids] + [DepOfWater])) * 1.05
|  |  |  | Red Roof Inn | 9561 | 3017 W. Coliseum Blvd., Coliseum Blvd., W., 3017, Fort Wayne 46808
|  |  |  | Redwood Inn | 3766 | 1432 W. Main St., Main St., W., 1432, Fort Wayne 46808
[7 empty] | EX200 | IN-FLOOR | In-floor beneath the 3 basin sink |  |  |  | 25 | gpm |  | in | Weekly | No |  | 4 | Yes | 5 | Yes | 0.25 | No | ([DepOfGrease] + [DepOfSolids]) / ([DepOfGrease] + [DepOfSolids] + [DepOfWater]) | 0.25 | Yes | (([DepOfGrease] + [DepOfSolids]) / ([DepOfGrease] + [DepOfSolids] + [DepOfWater])) * 1.05
|  |  |  | Regal Entertainment Inc. | 9033 | 211 W. Washington Ctr. Rd., Washington Ctr. Rd., W., 211, Fort Wayne 46825
|  |  |  | Regency Inn | 9190 | 1004 W. Coliseum Blvd., Coliseum Blvd., W., 1004, Fort Wayne 46808
|  |  |  | Regional Public Safety Academy | 10193 | 7602 Patriot Crossing, Patriot Crossing, 7602, Fort Wayne 46816
|  |  |  | Reilley Trucking Inc. | 17890 | 7020 Ardmore Ave, Fort Wayne 46809
[7 empty] | EX200 |  | WaterMaze | [6 empty] | in |  | No |  | 4 | Yes | 5 | Yes | 0.25 | No | ([DepOfGrease] + [DepOfSolids]) / ([DepOfGrease] + [DepOfSolids] + [DepOfWater]) | 0.25 | Yes | (([DepOfGrease] + [DepOfSolids]) / ([DepOfGrease] + [DepOfSolids] + [DepOfWater])) * 1.05
|  |  |  | Renaissance Restaurant | 6606 | 1033 E. Tillman Rd., Tillman Rd., E., 1033, Fort Wayne 46816
[7 empty] | EX100 | OUTDOOR | located W of building next to building, two access manholes |  | 2019-11-20 |  | 1000 | gal |  | in |  | No | replaced old grease interceptor that was a modified control manhole structure. | 4 | Yes | 5 | Yes | 0.25 | No | ([DepOfGrease] + [DepOfSolids]) / ([DepOfGrease] + [DepOfSolids] + [DepOfWater]) | 0.25 | Yes | (([DepOfGrease] + [DepOfSolids]) / ([DepOfGrease] + [DepOfSolids] + [DepOfWater])) * 1.05
|  |  |  | Revitalize Cafeteria | 9000 | 1 E. Main St., Main St., E., 1, Fort Wayne 46802
[7 empty] | EX200 | ABOVE-FLOOR | Located right of the pre-wash sink, under the counter, above the floor, grey plastic. | Canplas | 2017-09-26 |  | 20 | gpm |  | in | Every 2 Weeks | Yes |  | 4 | Yes | 5 | Yes | 0.25 | No | ([DepOfGrease] + [DepOfSolids]) / ([DepOfGrease] + [DepOfSolids] + [DepOfWater]) | 0.25 | Yes | (([DepOfGrease] + [DepOfSolids]) / ([DepOfGrease] + [DepOfSolids] + [DepOfWater])) * 1.05
[7 empty] | EX201 | ABOVE-FLOOR | Located in the room behind the 3 compartment sink, above the floor, grey plastic. | Canplas | 2017-09-26 |  | 20 | gpm |  | in | Every 2 Weeks | Yes |  | 4 | Yes | 5 | Yes | 0.25 | No | ([DepOfGrease] + [DepOfSolids]) / ([DepOfGrease] + [DepOfSolids] + [DepOfWater]) | 0.25 | Yes | (([DepOfGrease] + [DepOfSolids]) / ([DepOfGrease] + [DepOfSolids] + [DepOfWater])) * 1.05
|  |  |  | Revival Catering | 17989 | 7322 Kensington Drive East, Fort Wayne 46818
|  |  |  | Rice Bowl | 1229 | 706 E. Dupont Rd., Dupont Rd., E., 706, Fort Wayne 46825
[7 empty] | EX200 | IN-FLOOR | In-floor beneath 3 basin and 1 basin sink | Canplas |  |  | 20 | gpm |  | in | Every 2 Weeks | Yes |  | 4 | Yes | 5 | Yes | 0.25 | No | ([DepOfGrease] + [DepOfSolids]) / ([DepOfGrease] + [DepOfSolids] + [DepOfWater]) | 0.25 | Yes | (([DepOfGrease] + [DepOfSolids]) / ([DepOfGrease] + [DepOfSolids] + [DepOfWater])) * 1.05
|  |  |  | Rich's Café | 3167 | 3411 Lwr. Huntington Rd., Lwr. Huntington Rd., 3411, Fort Wayne 46809
[7 empty] | EX100 | OUTDOOR | Located south of the building near a fence for the dumpsters. | Midwest Tile | 2021-03-11 |  | 1000 | gal |  | in | Quarterly | No |  | 4 | Yes | 5 | Yes | 0.25 | No | ([DepOfGrease] + [DepOfSolids]) / ([DepOfGrease] + [DepOfSolids] + [DepOfWater]) | 0.25 | Yes | (([DepOfGrease] + [DepOfSolids]) / ([DepOfGrease] + [DepOfSolids] + [DepOfWater])) * 1.05
[7 empty] | EX200 | ABOVE-FLOOR | Located under the pre wash sink. Only receives flow from pre wash sink. | Unknown | 2021-09-15 |  | 15 | gpm |  | in | Every 2 Weeks | Yes |  | 4 | Yes | 5 | Yes | 0.25 | No | ([DepOfGrease] + [DepOfSolids]) / ([DepOfGrease] + [DepOfSolids] + [DepOfWater]) | 0.25 | Yes | (([DepOfGrease] + [DepOfSolids]) / ([DepOfGrease] + [DepOfSolids] + [DepOfWater])) * 1.05
[7 empty] | EX500 | OUTDOOR | Located south of the building in the blacktop by the privacy fence. | Unknown |  | 2021-03-10 | 1000 | gal |  | in | Quarterly | No | Removed and replaced with a new tank. | 4 | Yes | 5 | Yes | 0.25 | No | ([DepOfGrease] + [DepOfSolids]) / ([DepOfGrease] + [DepOfSolids] + [DepOfWater]) | 0.25 | Yes | (([DepOfGrease] + [DepOfSolids]) / ([DepOfGrease] + [DepOfSolids] + [DepOfWater])) * 1.05
|  |  |  | Rigo's Taqueria in Marathon (CUGC) | 17950 | 5858 Bluffton Rd., Fort Wayne 46809
[7 empty] | EX100 | OUTDOOR | East of building in parking spots. |  |  |  | 1000 | gal |  | in | Quarterly | No |  | 4 | Yes | 5 | Yes | 0.25 | No | ([DepOfGrease] + [DepOfSolids]) / ([DepOfGrease] + [DepOfSolids] + [DepOfWater]) | 0.25 | Yes | (([DepOfGrease] + [DepOfSolids]) / ([DepOfGrease] + [DepOfSolids] + [DepOfWater])) * 1.05
|  |  |  | Rincon De Tamayo Supermarket | 18314 | 1908 Bluffton Rd., Fort Wayne 46803
|  |  |  | Rise & Roll | 0927 | 509 E. Dupont Road, Dupont Rd., E., 511, Fort Wayne 46825
[7 empty] | EX200 | IN-FLOOR | Located under the 3 compartment sink, in the floor, black plastic, Shier Products 20gpm. | Schier Products | 2018-05-11 |  | 20 | gpm |  | in | Every 2 Weeks | Yes | Old OIG is east of drive thru window, not used. | 4 | Yes | 5 | Yes | 0.25 | No | ([DepOfGrease] + [DepOfSolids]) / ([DepOfGrease] + [DepOfSolids] + [DepOfWater]) | 0.25 | Yes | (([DepOfGrease] + [DepOfSolids]) / ([DepOfGrease] + [DepOfSolids] + [DepOfWater])) * 1.05
|  |  |  | Rise N Roll Bakery & Deli | 0067 | 5129 Illinois Rd. Ste. 101, Illinois Rd., 5129, Ste. 101, Fort Wayne 46804
[7 empty] | EX200 | IN-FLOOR | In-floor beneath the 3 basin sink to the right |  |  |  | 25 | gpm |  | in | SemiAnnual | No | Under the three basin sink | 4 | Yes | 5 | Yes | 0.25 | No | ([DepOfGrease] + [DepOfSolids]) / ([DepOfGrease] + [DepOfSolids] + [DepOfWater]) | 0.25 | Yes | (([DepOfGrease] + [DepOfSolids]) / ([DepOfGrease] + [DepOfSolids] + [DepOfWater])) * 1.05
|  |  |  | River Bend Pizza | 6554 | 7410 St. Joe Rd., St. Joe Rd., 7410, Fort Wayne 46835
|  |  |  | River City - One Loce LLC | 17278 | 401 River Bend Court, Fort Wayne 46803
[7 empty] | EX600 | [6 empty] | gal |  | in |  | No |  | 4 | Yes | 5 | Yes | 0.25 | No | ([DepOfGrease] + [DepOfSolids]) / ([DepOfGrease] + [DepOfSolids] + [DepOfWater]) | 0.25 | Yes | (([DepOfGrease] + [DepOfSolids]) / ([DepOfGrease] + [DepOfSolids] + [DepOfWater])) * 1.05
|  |  |  | Riverbend Deli Mart | 10179 | 7440 St. Joe Rd., St. Joe Rd., 7440, Fort Wayne 46835
[7 empty] | EX200 | IN-FLOOR | Under the three basin sink, in the floor, fiberglass, with a downleg in place | Scienco Systems Inc. |  |  | 20 | gpm |  | in | Quarterly | No |  | 4 | Yes | 5 | Yes | 0.25 | No | ([DepOfGrease] + [DepOfSolids]) / ([DepOfGrease] + [DepOfSolids] + [DepOfWater]) | 0.25 | Yes | (([DepOfGrease] + [DepOfSolids]) / ([DepOfGrease] + [DepOfSolids] + [DepOfWater])) * 1.05
|  |  |  | Riverbend Gold Club | 10161 | 7207 St. Joe Rd., St. Joe Rd., 7207, Fort Wayne 46835
|  |  |  | Riverfront Promenade | 17902 | 124 W. Superior St., Fort Wayne 46802
|  |  |  | Rivian Service Center | 18146 | 1770 Directors Row, Directors Ror, 1770, Fort Wayne 46808
|  |  |  | Riviera Maya | 4130 | 4130 W. Jefferson Blvd. Suite I-15, Jefferson Blvd., W., 4130, Fort Wayne 46804
[7 empty] | EX100 | OUTDOOR | In asphalt driveway in front of patio across from front doors |  |  |  | 1500 | gal |  | in | Quarterly | No |  | 4 | Yes | 5 | Yes | 0.25 | No | ([DepOfGrease] + [DepOfSolids]) / ([DepOfGrease] + [DepOfSolids] + [DepOfWater]) | 0.25 | Yes | (([DepOfGrease] + [DepOfSolids]) / ([DepOfGrease] + [DepOfSolids] + [DepOfWater])) * 1.05
|  |  |  | RMY's Family Restaurant | 2190 | 3402 Wayne Trace, Wayne Trace, 3402, Fort Wayne 46806
[7 empty] | EX200 | ABOVE-FLOOR | Located Under 3-B sink | Zurn |  |  | 20 | gpm |  | in | Every 2 Weeks | No | New condition as of 6/1/2022. | 4 | Yes | 5 | Yes | 0.25 | No | ([DepOfGrease] + [DepOfSolids]) / ([DepOfGrease] + [DepOfSolids] + [DepOfWater]) | 0.25 | Yes | (([DepOfGrease] + [DepOfSolids]) / ([DepOfGrease] + [DepOfSolids] + [DepOfWater])) * 1.05
[7 empty] | EX201 | ABOVE-FLOOR | Located under utility sink | Canplas |  |  | 20 | gpm |  | in | Every 2 Weeks | No | New as of 6/1/2022. | 4 | Yes | 5 | Yes | 0.25 | No | ([DepOfGrease] + [DepOfSolids]) / ([DepOfGrease] + [DepOfSolids] + [DepOfWater]) | 0.25 | Yes | (([DepOfGrease] + [DepOfSolids]) / ([DepOfGrease] + [DepOfSolids] + [DepOfWater])) * 1.05
|  |  |  | Rocket Science Ice Cream | 9762 | 4201 Coldwater Rd., Ste. H01, Coldwater Rd., 4201, Ste. H01, Fort Wayne 46805
[7 empty] | EX200 | ABOVE-FLOOR | Under three basin sink along the back wall. | Canplas |  |  | 25 | gpm |  | in | SemiAnnual | No | Grease trap from previous location inside the mall. | 4 | Yes | 5 | Yes | 0.25 | No | ([DepOfGrease] + [DepOfSolids]) / ([DepOfGrease] + [DepOfSolids] + [DepOfWater]) | 0.25 | Yes | (([DepOfGrease] + [DepOfSolids]) / ([DepOfGrease] + [DepOfSolids] + [DepOfWater])) * 1.05
|  |  |  | Roller Dome North | 9095 | 444 W. Coliseum Blvd., Coliseum Blvd., W., 444, Fort Wayne 46825
|  |  |  | Ross Education | 9741 | 4122 Lima Rd., Lima Rd., 4122, Fort Wayne 46805
|  |  |  | Roto-Rooter | 17356 | 4035 Transportation Dr., Fort Wayne 46816
|  |  |  | Rough Draft/Dom's Pie Shop | 18107 | 1833 N. Wells St., Fort Wayne 46808
[7 empty] | EX200 | ABOVE-FLOOR | In the basement | Schier Products | 2023-04-14 |  | 75 | gpm |  | in |  | No |  | 4 | Yes | 5 | Yes | 0.25 | No | ([DepOfGrease] + [DepOfSolids]) / ([DepOfGrease] + [DepOfSolids] + [DepOfWater]) | 0.25 | Yes | (([DepOfGrease] + [DepOfSolids]) / ([DepOfGrease] + [DepOfSolids] + [DepOfWater])) * 1.05
|  |  |  | Rowan Landscape and Design | 18137 | 609 Incentive Dr., Fort Wayne 46825
[7 empty] | EX311 | IN-FLOOR | garage area by door to offices |  | 2023-04-06 |  | 75 | gpm |  | in |  | No |  | 4 | Yes | 5 | Yes | 0.25 | No | ([DepOfGrease] + [DepOfSolids]) / ([DepOfGrease] + [DepOfSolids] + [DepOfWater]) | 0.25 | Yes | (([DepOfGrease] + [DepOfSolids]) / ([DepOfGrease] + [DepOfSolids] + [DepOfWater])) * 1.05
|  |  |  | Royalty Nails Lounge | 17765 | 6051A Stellhorn Rd., Stellhorn Rd., 6051-A, Fort Wayne 46815
[7 empty] | EX200 | ABOVE-FLOOR | Located behind the bar, in the cabinet under the dump sink. Grey metal. | Watts Water Technology | 2020-03-11 |  | 10 | gpm |  | in | Every 2 Weeks | Yes |  | 4 | Yes | 5 | Yes | 0.25 | No | ([DepOfGrease] + [DepOfSolids]) / ([DepOfGrease] + [DepOfSolids] + [DepOfWater]) | 0.25 | Yes | (([DepOfGrease] + [DepOfSolids]) / ([DepOfGrease] + [DepOfSolids] + [DepOfWater])) * 1.05
|  |  |  | Rune | 17408 | 2725 Broadway, Fort Wayne 46807
[7 empty] | EX200 | ABOVE-FLOOR | In basement |  | 2024-02-15 |  | 25 | gpm |  | in |  | Yes |  | 4 | Yes | 5 | Yes | 0.25 | No | ([DepOfGrease] + [DepOfSolids]) / ([DepOfGrease] + [DepOfSolids] + [DepOfWater]) | 0.25 | Yes | (([DepOfGrease] + [DepOfSolids]) / ([DepOfGrease] + [DepOfSolids] + [DepOfWater])) * 1.05
|  |  |  | Ruoff Mortgage (Café Ruoff) (CUGC) | 9340 | 1670 Magnavox Way, Magnavox Way, 1670, Fort Wayne 46804
[7 empty] | EX100 | OUTDOOR | Located southwest of building in landscaping |  |  |  | 1000 | gal |  | in | Quarterly | No | Center baffle installed, 2.3.23 - groundwater infiltration occurring, needs replaced - waterproof membrane placed on outside of tank 7.11.23 - inside crack filed 7.21.23 | 4 | Yes | 5 | Yes | 0.25 | No | ([DepOfGrease] + [DepOfSolids]) / ([DepOfGrease] + [DepOfSolids] + [DepOfWater]) | 0.25 | Yes | (([DepOfGrease] + [DepOfSolids]) / ([DepOfGrease] + [DepOfSolids] + [DepOfWater])) * 1.05
|  |  |  | Ruth's Chris Steak House of Fort Wayne | 17596 | 224 W. Wayne St.,, Wayne St., W., 224, Fort Wayne 46802
[7 empty] | EX100 | OUTDOOR | Located south of building in grass, 2 access manholes |  |  |  | 1000 | gal |  | in | SemiAnnual | No |  | 4 | Yes | 5 | Yes | 0.25 | No | ([DepOfGrease] + [DepOfSolids]) / ([DepOfGrease] + [DepOfSolids] + [DepOfWater]) | 0.25 | Yes | (([DepOfGrease] + [DepOfSolids]) / ([DepOfGrease] + [DepOfSolids] + [DepOfWater])) * 1.05
|  |  |  | Ryder Truck | 17495 | 9419 Conservation Way, Fort Wayne 46808
|  |  |  | Ryu's Kitchen | 9476 | 2461 Hobson Rd., Hobson Rd., 2461, Fort Wayne 46805
[7 empty] | EX200 | ABOVE-FLOOR | Right of the three basin sink | Canplas | 2014-06-10 |  | 20 | gpm |  | in | Every 2 Weeks | No |  | 4 | Yes | 5 | Yes | 0.25 | No | ([DepOfGrease] + [DepOfSolids]) / ([DepOfGrease] + [DepOfSolids] + [DepOfWater]) | 0.25 | Yes | (([DepOfGrease] + [DepOfSolids]) / ([DepOfGrease] + [DepOfSolids] + [DepOfWater])) * 1.05
|  |  |  | Sabor y Sazon Colombiano/Encanto Latino Event Center | 6409 | 2242 Goshen Rd., Goshen Rd., 2242, Fort Wayne 46808
[7 empty] | EX200 | ABOVE-FLOOR | Under 3 compartment sink. | Zurn Industries, LLC | 2023-10-24 |  | 20 | gpm |  | in |  | No | Metal | 4 | Yes | 5 | Yes | 0.25 | No | ([DepOfGrease] + [DepOfSolids]) / ([DepOfGrease] + [DepOfSolids] + [DepOfWater]) | 0.25 | Yes | (([DepOfGrease] + [DepOfSolids]) / ([DepOfGrease] + [DepOfSolids] + [DepOfWater])) * 1.05
|  |  |  | Sacred Heart Catholic Church | 9828 | 4643 Gaywood Dr., Gaywood Dr., 4643, Fort Wayne 46806
|  |  |  | Safe Stop & Go/Marathon Gas Station | 9611 | 3225 N. Anthony Blvd., Anthony Blvd., N., 3225, Fort Wayne 46805
[7 empty] | EX200 | IN-FLOOR | Grease trap located in the floor next to the hand sink in the back room | Canplas | 2013-05-16 |  | 20 | gpm |  | in |  | Yes | Model # 3920A02 20GPM | 4 | Yes | 5 | Yes | 0.25 | No | ([DepOfGrease] + [DepOfSolids]) / ([DepOfGrease] + [DepOfSolids] + [DepOfWater]) | 0.25 | Yes | (([DepOfGrease] + [DepOfSolids]) / ([DepOfGrease] + [DepOfSolids] + [DepOfWater])) * 1.05
|  |  |  | Sage Bluff Rehab | 17380 | 4180 Sage Bluff Crossing, Fort Wayne 46804
|  |  |  | Saigon Restaurant | 9400 | 2006 S. Calhoun St., Calhoun St., S., 2006, Fort Wayne 46803
[7 empty] | EX200 | ABOVE-FLOOR | in the basement |  |  |  | 20 | gpm |  | in |  | No |  | 4 | Yes | 5 | Yes | 0.25 | No | ([DepOfGrease] + [DepOfSolids]) / ([DepOfGrease] + [DepOfSolids] + [DepOfWater]) | 0.25 | Yes | (([DepOfGrease] + [DepOfSolids]) / ([DepOfGrease] + [DepOfSolids] + [DepOfWater])) * 1.05
|  |  |  | Saisaki | 9028 | 200 E. Main St., Ste. 120, Fort Wayne 46802
[7 empty] | EX100 | OUTDOOR | Outside Back Door on Loading Dock to the North Side of the stairs |  |  |  | 1000 | gal |  | in |  | No |  | 4 | Yes | 5 | Yes | 0.25 | No | ([DepOfGrease] + [DepOfSolids]) / ([DepOfGrease] + [DepOfSolids] + [DepOfWater]) | 0.25 | Yes | (([DepOfGrease] + [DepOfSolids]) / ([DepOfGrease] + [DepOfSolids] + [DepOfWater])) * 1.05
|  |  |  | Sakura Japanese Restaurant and Sushi Bar | 9965 | 5828 W. Jefferson Blvd., Jefferson Blvd., W., 5828, Fort Wayne 46804
|  |  |  | Salem United Church (Kids Kafet) | 10360 | 2401 Lake Ave., Lake Ave., 2401, Fort Wayne 46805
|  |  |  | Salomon Park Learning Center | 17636 | 817 W. Dupont Rd., Fort Wayne 46825
[7 empty] | EX200 | IN-FLOOR | Located in floor, in front of 3-compartment sink | Schier Products | 2018-06-17 |  | 20 | gpm |  | in |  | No |  | 4 | Yes | 5 | Yes | 0.25 | No | ([DepOfGrease] + [DepOfSolids]) / ([DepOfGrease] + [DepOfSolids] + [DepOfWater]) | 0.25 | Yes | (([DepOfGrease] + [DepOfSolids]) / ([DepOfGrease] + [DepOfSolids] + [DepOfWater])) * 1.05
|  |  |  | Salsa Grill | 9939 | 5735 Falls Dr., Falls Dr., 5735, Fort Wayne 46804
|  |  |  | Salsa Grill Northeast | 17583 | 5709 YMCA Park Dr. W, YMCA Park Dr. W., 5709, Fort Wayne 46835
[7 empty] | EX100 | OUTDOOR | Located southwest of the building in the parking spaces next to the sidewalk, two access manholes. | Unknown | 2017-11-08 |  | 1000 | gal |  | in | Quarterly | No |  | 4 | Yes | 5 | Yes | 0.25 | No | ([DepOfGrease] + [DepOfSolids]) / ([DepOfGrease] + [DepOfSolids] + [DepOfWater]) | 0.25 | Yes | (([DepOfGrease] + [DepOfSolids]) / ([DepOfGrease] + [DepOfSolids] + [DepOfWater])) * 1.05
[7 empty] | EX900 |  | private pump/Lift Station |  |  |  | 1000 | gal |  | in | Quarterly | No | used for septic tracking - backed up 3/10/25 and pump failed - pump repaired 3/18/25 | 4 | Yes | 5 | Yes | 0.25 | No | ([DepOfGrease] + [DepOfSolids]) / ([DepOfGrease] + [DepOfSolids] + [DepOfWater]) | 0.25 | Yes | (([DepOfGrease] + [DepOfSolids]) / ([DepOfGrease] + [DepOfSolids] + [DepOfWater])) * 1.05
|  |  |  | Salsa Grille | 0988 | 7755 Coldwater Rd., Coldwater Rd., 7755, Fort Wayne 46825
[7 empty] | EX200 | IN-FLOOR | Located under the 3 basin sink in the new kitchen addition | Schier Products |  |  | 20 | gpm |  | in | Every 2 Weeks | No |  | 4 | Yes | 5 | Yes | 0.25 | No | ([DepOfGrease] + [DepOfSolids]) / ([DepOfGrease] + [DepOfSolids] + [DepOfWater]) | 0.25 | Yes | (([DepOfGrease] + [DepOfSolids]) / ([DepOfGrease] + [DepOfSolids] + [DepOfWater])) * 1.05
[7 empty] | EX500 | ABOVE-FLOOR | Above ground holds 45 pounds of grease |  |  |  | 20 | gpm |  | in | Twice Weekly | No | In back under three basin sink | 4 | Yes | 5 | Yes | 0.25 | No | ([DepOfGrease] + [DepOfSolids]) / ([DepOfGrease] + [DepOfSolids] + [DepOfWater]) | 0.25 | Yes | (([DepOfGrease] + [DepOfSolids]) / ([DepOfGrease] + [DepOfSolids] + [DepOfWater])) * 1.05
|  |  |  | Salvation Army/Food Bank | 9542 | 2901 N. Clinton St., Clinton St., N., 2901, Fort Wayne 46805
[7 empty] | EX200 | ABOVE-FLOOR | Right of the 3-basin sink in the kitchen |  | 2023-07-26 |  | 25 | gpm |  | in |  | No |  | 4 | Yes | 5 | Yes | 0.25 | No | ([DepOfGrease] + [DepOfSolids]) / ([DepOfGrease] + [DepOfSolids] + [DepOfWater]) | 0.25 | Yes | (([DepOfGrease] + [DepOfSolids]) / ([DepOfGrease] + [DepOfSolids] + [DepOfWater])) * 1.05
|  |  |  | Salvatori's | 10290 | 10337 Illinois Rd., Illinois Rd., 10337, Fort Wayne 46814
|  |  |  | Salvatori's | 18232 | 8601 Bluffton Rd., Fort Wayne 46809
[7 empty] | EX100 | OUTDOOR | Northeast most GI, East of the building |  | 2024-01-03 |  | 1000 | gal |  | in |  | No |  | 4 | Yes | 5 | Yes | 0.25 | No | ([DepOfGrease] + [DepOfSolids]) / ([DepOfGrease] + [DepOfSolids] + [DepOfWater]) | 0.25 | Yes | (([DepOfGrease] + [DepOfSolids]) / ([DepOfGrease] + [DepOfSolids] + [DepOfWater])) * 1.05
|  |  |  | Salvatori's (CUGC) | 10292 | 10340 Leo Rd., Leo Rd., 10340, Fort Wayne 46845
[7 empty] | EX100 | OUTDOOR | 2 MH GI outside backdoor. No inlet tee, outlet tee, baffle in place, inlet tee higher than outlet tee |  | 2022-04-08 |  | 1000 | gal |  | in | Quarterly | Yes | Cleaned by J+S Liquid Waste Services | 4 | Yes | 5 | Yes | 0.25 | No | ([DepOfGrease] + [DepOfSolids]) / ([DepOfGrease] + [DepOfSolids] + [DepOfWater]) | 0.25 | Yes | (([DepOfGrease] + [DepOfSolids]) / ([DepOfGrease] + [DepOfSolids] + [DepOfWater])) * 1.05
|  |  |  | Salvatori's Fort Wayne North | 4229 | 717 W. Washington Ctr. Rd., Washington Ctr. Rd., W., 717, Fort Wayne 46825
[7 empty] | EX100 | OUTDOOR | Located south of the building by the back employee door. | Midwest Tile | 2021-03-05 |  | 1000 | gal |  | in | Quarterly | No |  | 4 | Yes | 5 | Yes | 0.25 | No | ([DepOfGrease] + [DepOfSolids]) / ([DepOfGrease] + [DepOfSolids] + [DepOfWater]) | 0.25 | Yes | (([DepOfGrease] + [DepOfSolids]) / ([DepOfGrease] + [DepOfSolids] + [DepOfWater])) * 1.05
[7 empty] | EX500 | ABOVE-FLOOR | 3-Compartment Sink |  |  |  |  | gal |  | in |  | No | Retired Formerly EX002 | 4 | Yes | 5 | Yes | 0.25 | No | ([DepOfGrease] + [DepOfSolids]) / ([DepOfGrease] + [DepOfSolids] + [DepOfWater]) | 0.25 | Yes | (([DepOfGrease] + [DepOfSolids]) / ([DepOfGrease] + [DepOfSolids] + [DepOfWater])) * 1.05
[7 empty] | EX501 | ABOVE-FLOOR | Located - Pre-Rinse Sink |  |  |  |  | gal |  | in |  | No | Retired Formerly EX001 | 4 | Yes | 5 | Yes | 0.25 | No | ([DepOfGrease] + [DepOfSolids]) / ([DepOfGrease] + [DepOfSolids] + [DepOfWater]) | 0.25 | Yes | (([DepOfGrease] + [DepOfSolids]) / ([DepOfGrease] + [DepOfSolids] + [DepOfWater])) * 1.05
[7 empty] | EX502 | ABOVE-FLOOR | 2-Basin Sink |  |  |  |  | gal |  | in |  | No | Retired Formerly EX003 | 4 | Yes | 5 | Yes | 0.25 | No | ([DepOfGrease] + [DepOfSolids]) / ([DepOfGrease] + [DepOfSolids] + [DepOfWater]) | 0.25 | Yes | (([DepOfGrease] + [DepOfSolids]) / ([DepOfGrease] + [DepOfSolids] + [DepOfWater])) * 1.05
|  |  |  | Sam's Club #6313 | 10131 | 6736 Lima Rd., Lima Rd., 6736, Fort Wayne 46818
[7 empty] | EX100 | OUTDOOR | Located at SE corner of building, two access manholes |  |  |  | 1000 | gal |  | in |  | No | 1000 gallon at least.. May be bigger | 4 | Yes | 5 | Yes | 0.25 | No | ([DepOfGrease] + [DepOfSolids]) / ([DepOfGrease] + [DepOfSolids] + [DepOfWater]) | 0.25 | Yes | (([DepOfGrease] + [DepOfSolids]) / ([DepOfGrease] + [DepOfSolids] + [DepOfWater])) * 1.05
|  |  |  | Sanda Delica inside Sunco | 18199 | 624 E. Lewis St., Fort Wayne 46802
[7 empty] | EX100 | OUTDOOR | Behind Backdoor by the grease hopper |  |  |  | 1000 | gal |  | in |  | No |  | 4 | Yes | 5 | Yes | 0.25 | No | ([DepOfGrease] + [DepOfSolids]) / ([DepOfGrease] + [DepOfSolids] + [DepOfWater]) | 0.25 | Yes | (([DepOfGrease] + [DepOfSolids]) / ([DepOfGrease] + [DepOfSolids] + [DepOfWater])) * 1.05
|  |  |  | Sandar Win Asian Grocery Store | 9606 | 3215 E. State Blvd., State Blvd., E., 3215, Fort Wayne 46805
[7 empty] | EX200 | ABOVE-FLOOR | To left of 3-compartment sink. | BK Resources | 2022-04-04 |  | 20 | gpm |  | in | Monthly | Yes |  | 4 | Yes | 5 | Yes | 0.25 | No | ([DepOfGrease] + [DepOfSolids]) / ([DepOfGrease] + [DepOfSolids] + [DepOfWater]) | 0.25 | Yes | (([DepOfGrease] + [DepOfSolids]) / ([DepOfGrease] + [DepOfSolids] + [DepOfWater])) * 1.05
|  |  |  | Sandwich Eatery | 9778 | 4201 Coldwater Rd., Ste. FC-07, Coldwater Rd., 4201, Ste. FC-07, Fort Wayne 46805
[7 empty] | EX200 | ABOVE-FLOOR | Low profile, located beneath three compartment sink in kitchen |  |  |  | 20 | gpm |  | in |  | No |  | 4 | Yes | 5 | Yes | 0.25 | No | ([DepOfGrease] + [DepOfSolids]) / ([DepOfGrease] + [DepOfSolids] + [DepOfWater]) | 0.25 | Yes | (([DepOfGrease] + [DepOfSolids]) / ([DepOfGrease] + [DepOfSolids] + [DepOfWater])) * 1.05
|  |  |  | Sapporo Japanese Steakhouse (CUGC) | 0944 | 6150 Lima Rd., Lima Rd., 6150, Fort Wayne 46825
[7 empty] | EX100 | OUTDOOR | Located in landscape on east side of building, to right of back door | Unknown | 2012-09-06 |  | 1000 | gal |  | in | SemiAnnual | Yes |  | 4 | Yes | 5 | Yes | 0.25 | No | ([DepOfGrease] + [DepOfSolids]) / ([DepOfGrease] + [DepOfSolids] + [DepOfWater]) | 0.25 | Yes | (([DepOfGrease] + [DepOfSolids]) / ([DepOfGrease] + [DepOfSolids] + [DepOfWater])) * 1.05
|  |  |  | Sarah Care | 9463 | 2402 Beacon St., Beacon St., 2402, Fort Wayne 46805
|  |  |  | Sara's Family Restaurant | 9953 | 5792 Coventry Ln., Coventry Ln., 5792, Fort Wayne 46804
[7 empty] | EX100 | OUTDOOR |  |  |  |  | 1500 | gal |  | in |  | No |  | 4 | Yes | 5 | Yes | 0.25 | No | ([DepOfGrease] + [DepOfSolids]) / ([DepOfGrease] + [DepOfSolids] + [DepOfWater]) | 0.25 | Yes | (([DepOfGrease] + [DepOfSolids]) / ([DepOfGrease] + [DepOfSolids] + [DepOfWater])) * 1.05
|  |  |  | Saratoga Potato Chips | 9763 | 6923 Lincoln Pkwy., Lincoln Pkwy., 6923, Fort Wayne 46804
|  |  |  | Sarku Japan | 9774 | 4201 Coldwater Rd., Ste. P-05, Coldwater Rd., 4201, Ste. P-05, Fort Wayne 46805
[7 empty] | EX200 | ABOVE-FLOOR | Left of 3 basin sink |  |  |  |  | gal |  | in |  | No |  | 4 | Yes | 5 | Yes | 0.25 | No | ([DepOfGrease] + [DepOfSolids]) / ([DepOfGrease] + [DepOfSolids] + [DepOfWater]) | 0.25 | Yes | (([DepOfGrease] + [DepOfSolids]) / ([DepOfGrease] + [DepOfSolids] + [DepOfWater])) * 1.05
[7 empty] | EX201 | ABOVE-FLOOR | Underneath exhaust hoods. |  |  |  |  | gal |  | in |  | No |  | 4 | Yes | 5 | Yes | 0.25 | No | ([DepOfGrease] + [DepOfSolids]) / ([DepOfGrease] + [DepOfSolids] + [DepOfWater]) | 0.25 | Yes | (([DepOfGrease] + [DepOfSolids]) / ([DepOfGrease] + [DepOfSolids] + [DepOfWater])) * 1.05
[7 empty] | EX202 | ABOVE-FLOOR | Underneath hibachi grill |  |  |  |  | gal |  | in |  | No |  | 4 | Yes | 5 | Yes | 0.25 | No | ([DepOfGrease] + [DepOfSolids]) / ([DepOfGrease] + [DepOfSolids] + [DepOfWater]) | 0.25 | Yes | (([DepOfGrease] + [DepOfSolids]) / ([DepOfGrease] + [DepOfSolids] + [DepOfWater])) * 1.05
|  |  |  | Sassie Cakes | 17537 | 1014 Broadway, Broadway., 1014, Fort Wayne 46802
[7 empty] | EX200 | ABOVE-FLOOR | Located right of the 3 compartment sink, black metal, above floor | BK Resources | 2017-07-28 |  | 20 | gpm |  | in | Every 2 Weeks | No |  | 4 | Yes | 5 | Yes | 0.25 | No | ([DepOfGrease] + [DepOfSolids]) / ([DepOfGrease] + [DepOfSolids] + [DepOfWater]) | 0.25 | Yes | (([DepOfGrease] + [DepOfSolids]) / ([DepOfGrease] + [DepOfSolids] + [DepOfWater])) * 1.05
|  |  |  | Save-A-Lot #21481 | 17979 | 1840 Bluffton Rd., Fort Wayne 46809
[7 empty] | EX200 | ABOVE-FLOOR | Right of 3-compartment sink. | Canplas | 2022-03-20 |  | 25 | gpm |  | in | Monthly | Yes |  | 4 | Yes | 5 | Yes | 0.25 | No | ([DepOfGrease] + [DepOfSolids]) / ([DepOfGrease] + [DepOfSolids] + [DepOfWater]) | 0.25 | Yes | (([DepOfGrease] + [DepOfSolids]) / ([DepOfGrease] + [DepOfSolids] + [DepOfWater])) * 1.05
[7 empty] | EX500 | IN-FLOOR | In floor in back storage area right behind the meat cutting room. | [6 empty] | in |  | No | retired - cemented over still in ground. | 4 | Yes | 5 | Yes | 0.25 | No | ([DepOfGrease] + [DepOfSolids]) / ([DepOfGrease] + [DepOfSolids] + [DepOfWater]) | 0.25 | Yes | (([DepOfGrease] + [DepOfSolids]) / ([DepOfGrease] + [DepOfSolids] + [DepOfWater])) * 1.05
|  |  |  | Save-A-Lot #21482 | 6344 | 3310 E. Paulding Rd., Paulding Rd., E., 3228, Fort Wayne 46816
[7 empty] | EX200 | ABOVE-FLOOR | Under 3-compartment sink. | Canplas | 2022-03-20 |  | 25 | gpm |  | in | Monthly | No |  | 4 | Yes | 5 | Yes | 0.25 | No | ([DepOfGrease] + [DepOfSolids]) / ([DepOfGrease] + [DepOfSolids] + [DepOfWater]) | 0.25 | Yes | (([DepOfGrease] + [DepOfSolids]) / ([DepOfGrease] + [DepOfSolids] + [DepOfWater])) * 1.05
|  |  |  | Savor Burgers & More - Union Street Market | 18122 | 1622 Broadway - W5, Fort Wayne 46802
|  |  |  | Savvy Sliders | 17574 | 7777 Coldwater Rd., Coldwater Rd., 7777, Fort Wayne 46825
[7 empty] | EX200 | IN-FLOOR | Located in the back along the west wall of the kitchen, in front of the mop sink, in the floor. | Schier Products | 2017-11-08 |  | 75 | gpm |  | in | Every 2 Weeks | No |  | 4 | Yes | 5 | Yes | 0.25 | No | ([DepOfGrease] + [DepOfSolids]) / ([DepOfGrease] + [DepOfSolids] + [DepOfWater]) | 0.25 | Yes | (([DepOfGrease] + [DepOfSolids]) / ([DepOfGrease] + [DepOfSolids] + [DepOfWater])) * 1.05
|  |  |  | Sbarro | 9775 | 4201 Coldwater Rd., Ste. P-05, Coldwater Rd., 4201, P-05, Fort Wayne 46805
[7 empty] | EX200 | ABOVE-FLOOR | Located above floor to the left of the 3-compartment sink | Canplas | 2021-06-05 |  | 25 | gpm |  | in | Every 2 Weeks | No | Replaced an in-floor interceptor on 6/5/2021. New interceptor is a plastic low-profile model. | 4 | Yes | 5 | Yes | 0.25 | No | ([DepOfGrease] + [DepOfSolids]) / ([DepOfGrease] + [DepOfSolids] + [DepOfWater]) | 0.25 | Yes | (([DepOfGrease] + [DepOfSolids]) / ([DepOfGrease] + [DepOfSolids] + [DepOfWater])) * 1.05
[7 empty] | EX201 | ABOVE-FLOOR | Above floor on backside of wall from larger 1 basin sink | Endura Grease Interceptor |  |  | 10 | gpm |  | in |  | Yes |  | 4 | Yes | 5 | Yes | 0.25 | No | ([DepOfGrease] + [DepOfSolids]) / ([DepOfGrease] + [DepOfSolids] + [DepOfWater]) | 0.25 | Yes | (([DepOfGrease] + [DepOfSolids]) / ([DepOfGrease] + [DepOfSolids] + [DepOfWater])) * 1.05
|  |  |  | Select Medical | 10209 | 7970 W. Jefferson Blvd., Jefferson Blvd., W., 7970, Fort Wayne 46804
[7 empty] | EX100 | OUTDOOR |  |  |  |  | 1000 | gal |  | in |  | No |  | 4 | Yes | 5 | Yes | 0.25 | No | ([DepOfGrease] + [DepOfSolids]) / ([DepOfGrease] + [DepOfSolids] + [DepOfWater]) | 0.25 | Yes | (([DepOfGrease] + [DepOfSolids]) / ([DepOfGrease] + [DepOfSolids] + [DepOfWater])) * 1.05
|  |  |  | Seoul Garden Restaurant | 3981 | 1820 W. Coliseum Blvd., Coliseum Blvd., W., 1820, Fort Wayne 46808
[7 empty] | EX200 | ABOVE-FLOOR | Plastic, grey, 40gpm, to the right of the 3-basin sink. |  |  |  | 20 | gpm |  | in | Every 2 Weeks | No | Wok Stove needs attached | 4 | Yes | 5 | Yes | 0.25 | No | ([DepOfGrease] + [DepOfSolids]) / ([DepOfGrease] + [DepOfSolids] + [DepOfWater]) | 0.25 | Yes | (([DepOfGrease] + [DepOfSolids]) / ([DepOfGrease] + [DepOfSolids] + [DepOfWater])) * 1.05
[7 empty] | EX201 | IN-FLOOR | Black plastic, Shier Products, in-floor grease interceptor | Schier Products | 2017-05-01 |  | 15 | gpm |  | in | Every 2 Weeks | Yes | Wok stove and 2-compartment sink flow to this. | 4 | Yes | 5 | Yes | 0.25 | No | ([DepOfGrease] + [DepOfSolids]) / ([DepOfGrease] + [DepOfSolids] + [DepOfWater]) | 0.25 | Yes | (([DepOfGrease] + [DepOfSolids]) / ([DepOfGrease] + [DepOfSolids] + [DepOfWater])) * 1.05
|  |  |  | SESCO | 1232 | 3805 E. Pontiac St., Pontiac St., E., 3805, Fort Wayne 46803
[7 empty] | EX311 | OUTDOOR | East side of the building - 2 lids |  | 2021-10-13 |  | 1000 | gal |  | in |  | Yes | New grease trap installed to capture flow from existing and expansion | 4 | Yes | 5 | Yes | 0.25 | No | ([DepOfGrease] + [DepOfSolids]) / ([DepOfGrease] + [DepOfSolids] + [DepOfWater]) | 0.25 | Yes | (([DepOfGrease] + [DepOfSolids]) / ([DepOfGrease] + [DepOfSolids] + [DepOfWater])) * 1.05
[7 empty] | EX500 | OUTDOOR | East Side of Building, manhole closest to building | . |  | 2021-10-13 |  | gal |  | in | Annual | No | 10.13.21 - filled in grease traped and punched hole in bottom 3/18/2020, checked plans, this is supposed to be an oil/water separator. It was originally incorrectly entered. | 4 | Yes | 5 | Yes | 0.25 | No | ([DepOfGrease] + [DepOfSolids]) / ([DepOfGrease] + [DepOfSolids] + [DepOfWater]) | 0.25 | Yes | (([DepOfGrease] + [DepOfSolids]) / ([DepOfGrease] + [DepOfSolids] + [DepOfWater])) * 1.05
|  |  |  | Set the Table LLC | 17855 | 5915 Monarch Dr., Fort Wayne 46815
|  |  |  | Shady Nook | 4362 | 2834 Parnell Ave., Parnell Ave., 2834, Fort Wayne 46805
|  |  |  | Shambaugh Elementary | 9885 | 5320 Rebecca St., Rebecca St., 5320, Fort Wayne 46835
|  |  |  | Shangri-La Gentelman's Club | 9472 | 2440 W. Jefferson Blvd., Jefferson Blvd., W., 2440, Fort Wayne 46802
|  |  |  | Shawnee Middle School | 9183 | 1000 E. Cook Rd., Cook Rd., E., 1000, Fort Wayne 46825
[7 empty] | EX100 | OUTDOOR | Located west of the building by the loading doors; door #4. | Midwest Tile | 2020-07-06 |  | 1000 | gal |  | in | SemiAnnual | No |  | 4 | Yes | 5 | Yes | 0.25 | No | ([DepOfGrease] + [DepOfSolids]) / ([DepOfGrease] + [DepOfSolids] + [DepOfWater]) | 0.25 | Yes | (([DepOfGrease] + [DepOfSolids]) / ([DepOfGrease] + [DepOfSolids] + [DepOfWater])) * 1.05
[7 empty] | EX600 |  | No g/t |  |  |  |  | gal |  | in |  | No |  | 4 | Yes | 5 | Yes | 0.25 | No | ([DepOfGrease] + [DepOfSolids]) / ([DepOfGrease] + [DepOfSolids] + [DepOfWater]) | 0.25 | Yes | (([DepOfGrease] + [DepOfSolids]) / ([DepOfGrease] + [DepOfSolids] + [DepOfWater])) * 1.05
|  |  |  | Shell | 9147 | 3710 E. Dupont Rd., Dupont Rd., E., 3710, Fort Wayne 46825
[7 empty] | EX160 | OUTDOOR | near the Burger King drive-thru window |  |  |  | 1000 | gal |  | in |  | No |  | 4 | Yes | 5 | Yes | 0.25 | No | ([DepOfGrease] + [DepOfSolids]) / ([DepOfGrease] + [DepOfSolids] + [DepOfWater]) | 0.25 | Yes | (([DepOfGrease] + [DepOfSolids]) / ([DepOfGrease] + [DepOfSolids] + [DepOfWater])) * 1.05
|  |  |  | Shell Finish Line | 10047 | 6302 Illinois Rd., Illinois Rd., 6302, Fort Wayne 46804
[7 empty] | EX160 | OUTDOOR | [7 empty] | in |  | No |  | 4 | Yes | 5 | Yes | 0.25 | No | ([DepOfGrease] + [DepOfSolids]) / ([DepOfGrease] + [DepOfSolids] + [DepOfWater]) | 0.25 | Yes | (([DepOfGrease] + [DepOfSolids]) / ([DepOfGrease] + [DepOfSolids] + [DepOfWater])) * 1.05
|  |  |  | Shell Gas Station | 17613 | 4306 Ardmore Ave., Ardmore Ave., 4306, Fort Wayne 46802
[7 empty] | EX100 | OUTDOOR | West of the building in parking lot, right outside of the backdoor, two access manholes. | Unknown | 2018-07-10 |  | 1000 | gal |  | in | Quarterly | No | Located in 2 parking spaces. | 4 | Yes | 5 | Yes | 0.25 | No | ([DepOfGrease] + [DepOfSolids]) / ([DepOfGrease] + [DepOfSolids] + [DepOfWater]) | 0.25 | Yes | (([DepOfGrease] + [DepOfSolids]) / ([DepOfGrease] + [DepOfSolids] + [DepOfWater])) * 1.05
|  |  |  | Shell Gas Station | 9045 | 249 E. Rudisill Blvd., Rudisill Blvd., E., 249, Fort Wayne 46806
|  |  |  | Shell Gas Station | 9854 | 4933 Lima Rd., Lima Rd., 4933, Fort Wayne 46808
[7 empty] | EX100 | OUTDOOR | Located on north side of building | Unknown |  |  | 1000 | gal |  | in |  | No |  | 4 | Yes | 5 | Yes | 0.25 | No | ([DepOfGrease] + [DepOfSolids]) / ([DepOfGrease] + [DepOfSolids] + [DepOfWater]) | 0.25 | Yes | (([DepOfGrease] + [DepOfSolids]) / ([DepOfGrease] + [DepOfSolids] + [DepOfWater])) * 1.05
[7 empty] | EX200 | ABOVE-FLOOR | Located under the counter of the dump sink (in the cabinet). | Zurn Industries, LLC |  |  | 7 | gpm |  | in | Every 2 Weeks | No | Left of 1 basin sink | 4 | Yes | 5 | Yes | 0.25 | No | ([DepOfGrease] + [DepOfSolids]) / ([DepOfGrease] + [DepOfSolids] + [DepOfWater]) | 0.25 | Yes | (([DepOfGrease] + [DepOfSolids]) / ([DepOfGrease] + [DepOfSolids] + [DepOfWater])) * 1.05
|  |  |  | Shell Gas Station & Convience Store | 17330 | 720 E. Tillman Rd., Tillman Rd., E., 720, Fort Wayne 46816
|  |  |  | Shell Station Fairfield | 9958 | 5805 Fairfield Ave., Fairfield Ave., 5805, Fort Wayne 46807
|  |  |  | Shepard's House | 17358 | 519 Tennesee Ave., Fort Wayne 46805
[7 empty] | EX200 | ABOVE-FLOOR | Left of the three basin sink | Canplas |  |  | 20 | gpm |  | in | Every 2 Weeks | No |  | 4 | Yes | 5 | Yes | 0.25 | No | ([DepOfGrease] + [DepOfSolids]) / ([DepOfGrease] + [DepOfSolids] + [DepOfWater]) | 0.25 | Yes | (([DepOfGrease] + [DepOfSolids]) / ([DepOfGrease] + [DepOfSolids] + [DepOfWater])) * 1.05
|  |  |  | Shigs In Pit | 17535 | 6250 Maplecrest Rd., Maplecrest Rd., 6250, Fort Wayne 46835
[7 empty] | EX100 | OUTDOOR | Located southwest corner of building in mulch landscaping, 2 access manholes, center baffle has the PVC pipe, inlet and outlet tees | Unknown | 2017-07-25 |  | 1000 | gal |  | in | Quarterly | No |  | 4 | Yes | 5 | Yes | 0.25 | No | ([DepOfGrease] + [DepOfSolids]) / ([DepOfGrease] + [DepOfSolids] + [DepOfWater]) | 0.25 | Yes | (([DepOfGrease] + [DepOfSolids]) / ([DepOfGrease] + [DepOfSolids] + [DepOfWater])) * 1.05
|  |  |  | Shoaff Park Golf Course | 10069 | 6401 St. Joe Rd., St. Joe Rd., 6401, Fort Wayne 46835
|  |  |  | Shoccu | 17547 | 9930 Illinois Rd, Fort Wayne 46803
|  |  |  | Shoda Sewer Service | 17351 | 7211 Red Haw Dr., Fort Wayne 46825
|  |  |  | Showgirl I | 9545 | 2910 Goshen Rd., Goshen Rd., 2910, Fort Wayne 46808
[7 empty] | EX200 | ABOVE-FLOOR | Right of the 3 compartment sink, grey metal. | Unknown | 2020-02-19 |  | 20 | gpm |  | in | Every 2 Weeks | Yes |  | 4 | Yes | 5 | Yes | 0.25 | No | ([DepOfGrease] + [DepOfSolids]) / ([DepOfGrease] + [DepOfSolids] + [DepOfWater]) | 0.25 | Yes | (([DepOfGrease] + [DepOfSolids]) / ([DepOfGrease] + [DepOfSolids] + [DepOfWater])) * 1.05
|  |  |  | Showgirl III | 5978 | 930 E. Coliseum Blvd., Coliseum Blvd., E., 930, Fort Wayne 46805
[7 empty] | EX600 |  | No grease trap at this point, notified 2/8/18 that one is needed. |  |  |  |  | gal |  | in |  | No |  | 4 | Yes | 5 | Yes | 0.25 | No | ([DepOfGrease] + [DepOfSolids]) / ([DepOfGrease] + [DepOfSolids] + [DepOfWater]) | 0.25 | Yes | (([DepOfGrease] + [DepOfSolids]) / ([DepOfGrease] + [DepOfSolids] + [DepOfWater])) * 1.05
|  |  |  | Shwenandaw Grocery | 0037 | 5429 S. Anthony Blvd., Anthony Blvd., S., 5429, Fort Wayne 46806
|  |  |  | Silver Birch at Cook Road | 17774 | 3731 W. Cook Rd., Cook Rd., W., 3731, Fort Wayne 46818
[7 empty] | EX100 | OUTDOOR | E of building in grass next to curb |  | 2019-08-01 |  | 1000 | gal |  | in | Quarterly | No |  | 4 | Yes | 5 | Yes | 0.25 | No | ([DepOfGrease] + [DepOfSolids]) / ([DepOfGrease] + [DepOfSolids] + [DepOfWater]) | 0.25 | Yes | (([DepOfGrease] + [DepOfSolids]) / ([DepOfGrease] + [DepOfSolids] + [DepOfWater])) * 1.05
[7 empty] | EX150 |  | Solids Seperator located under the prewash sink in the kitchen. |  | 2019-12-23 |  |  | gal |  | in | Quarterly | Yes |  | 4 | Yes | 5 | Yes | 0.25 | No | ([DepOfGrease] + [DepOfSolids]) / ([DepOfGrease] + [DepOfSolids] + [DepOfWater]) | 0.25 | Yes | (([DepOfGrease] + [DepOfSolids]) / ([DepOfGrease] + [DepOfSolids] + [DepOfWater])) * 1.05
|  |  |  | Silver Birch of Fort Wayne | 17671 | 7125 S. Hanna St., Hanna St., S., 7125, Fort Wayne 46816
[7 empty] | EX100 | OUTDOOR | Located east of building in grass by wood fencing, outside of employee breakroom. 2 access manholes. | Unknown | 2019-02-01 |  | 1500 | gal |  | in | Quarterly | Yes | As of 2/19/19 downleg and outlet tee need installed. | 4 | Yes | 5 | Yes | 0.25 | No | ([DepOfGrease] + [DepOfSolids]) / ([DepOfGrease] + [DepOfSolids] + [DepOfWater]) | 0.25 | Yes | (([DepOfGrease] + [DepOfSolids]) / ([DepOfGrease] + [DepOfSolids] + [DepOfWater])) * 1.05
[7 empty] | EX150 |  | solids separator located in floor in front of prewash sink |  |  |  |  | gal |  | in |  | No |  | 4 | Yes | 5 | Yes | 0.25 | No | ([DepOfGrease] + [DepOfSolids]) / ([DepOfGrease] + [DepOfSolids] + [DepOfWater]) | 0.25 | Yes | (([DepOfGrease] + [DepOfSolids]) / ([DepOfGrease] + [DepOfSolids] + [DepOfWater])) * 1.05
|  |  |  | Silverado Properties LLC | 17870 | 4210-4226 Crescent Ave., Fort Wayne 46815
|  |  |  | Silverado Properties LLC | 17969 | 4021-4037 Ice Way, Fort Wayne 46805
|  |  |  | Simpson Academy and Child Care | 9478 | 2501 S. Harrison St., Harrison St., S., 2501, Fort Wayne 46807
|  |  |  | Sister Pho | 17391 | 4210 Crescent Ave., Fort Wayne 46815
[7 empty] | EX160 | OUTDOOR | north of the building in the landscaping | Unknown |  |  | 1000 | gal |  | in |  | No | 3 Sons Sanitation is the waste hauler. The Interceptor is greater than 1000 gal | 4 | Yes | 5 | Yes | 0.25 | No | ([DepOfGrease] + [DepOfSolids]) / ([DepOfGrease] + [DepOfSolids] + [DepOfWater]) | 0.25 | Yes | (([DepOfGrease] + [DepOfSolids]) / ([DepOfGrease] + [DepOfSolids] + [DepOfWater])) * 1.05
|  |  |  | Site One Landscape Supply | 17436 | 6250 Cross Creek Blvd., Cross Creek Blvd., 6250, Fort Wayne 46818
[7 empty] | EX600 |  | No grease trap at time of construction |  |  |  |  | gal |  | in |  | No | Grease trap was not required at time of construction | 4 | Yes | 5 | Yes | 0.25 | No | ([DepOfGrease] + [DepOfSolids]) / ([DepOfGrease] + [DepOfSolids] + [DepOfWater]) | 0.25 | Yes | (([DepOfGrease] + [DepOfSolids]) / ([DepOfGrease] + [DepOfSolids] + [DepOfWater])) * 1.05
|  |  |  | Six Mile Place | 10176 | 7405 Wayne Trace, Wayne Trace, 7405, Fort Wayne 46816
|  |  |  | Sky High Graphix LLC | 18367 | 2222 Contractors, Fort Wayne 46803
[7 empty] | EX311 |  | Sand Oil Separator - located south of the building |  | 2025-03-19 |  | 1000 | gal |  | in |  | Yes | Down leg in place | 4 | Yes | 5 | Yes | 0.25 | No | ([DepOfGrease] + [DepOfSolids]) / ([DepOfGrease] + [DepOfSolids] + [DepOfWater]) | 0.25 | Yes | (([DepOfGrease] + [DepOfSolids]) / ([DepOfGrease] + [DepOfSolids] + [DepOfWater])) * 1.05
|  |  |  | Sky Zone | 1051 | 401 Fernhill Ave., Fernhill Ave., 401, Fort Wayne 46805
[7 empty] | EX200 | IN-FLOOR | In floor grease trap in front of 3 basin sink |  | 2013-04-17 |  |  | gal |  | in |  | No | Poly grease trap with tabs | 4 | Yes | 5 | Yes | 0.25 | No | ([DepOfGrease] + [DepOfSolids]) / ([DepOfGrease] + [DepOfSolids] + [DepOfWater]) | 0.25 | Yes | (([DepOfGrease] + [DepOfSolids]) / ([DepOfGrease] + [DepOfSolids] + [DepOfWater])) * 1.05
|  |  |  | Skyline Chili | 17539 | 4021 Ice Way, Ice Way., 4021, Fort Wayne 46805
[7 empty] | EX100 | OUTDOOR | Located behind the building by the back door for 4021, outdoor, in ground, 1000 gallon tank, two access manholes, no inlet tee, center baffle with PVC pipe | Unknown | 2017-07-01 |  | 1000 | gal |  | in | Quarterly | No | Two grease interceptors for the building, and one control manhole. The grease interceptor for this address in located by it's back door. | 4 | Yes | 5 | Yes | 0.25 | No | ([DepOfGrease] + [DepOfSolids]) / ([DepOfGrease] + [DepOfSolids] + [DepOfWater]) | 0.25 | Yes | (([DepOfGrease] + [DepOfSolids]) / ([DepOfGrease] + [DepOfSolids] + [DepOfWater])) * 1.05
|  |  |  | Smile More Meal Prep LLC | 17561 | 2310 Weisser Park Ave., Weisser Park Ave., 2310, Fort Wayne 46803
[7 empty] | EX100 | OUTDOOR | Southwest of the facility |  | 2023-04-20 |  | 1000 | gal |  | in |  | No |  | 4 | Yes | 5 | Yes | 0.25 | No | ([DepOfGrease] + [DepOfSolids]) / ([DepOfGrease] + [DepOfSolids] + [DepOfWater]) | 0.25 | Yes | (([DepOfGrease] + [DepOfSolids]) / ([DepOfGrease] + [DepOfSolids] + [DepOfWater])) * 1.05
[7 empty] | EX150 |  | connected to the garbage disposal on the pre-wash sink |  | 2023-04-20 |  |  |  |  | in |  | No |  | 4 | Yes | 5 | Yes | 0.25 | No | ([DepOfGrease] + [DepOfSolids]) / ([DepOfGrease] + [DepOfSolids] + [DepOfWater]) | 0.25 | Yes | (([DepOfGrease] + [DepOfSolids]) / ([DepOfGrease] + [DepOfSolids] + [DepOfWater])) * 1.05
[7 empty] | EX600 |  | No grease trap at the facility. | [6 empty] | in |  | No |  | 4 | Yes | 5 | Yes | 0.25 | No | ([DepOfGrease] + [DepOfSolids]) / ([DepOfGrease] + [DepOfSolids] + [DepOfWater]) | 0.25 | Yes | (([DepOfGrease] + [DepOfSolids]) / ([DepOfGrease] + [DepOfSolids] + [DepOfWater])) * 1.05
|  |  |  | Smith Academy - Mt Calvary Lutheran Church | 17477 | 1819 Reservation Drive, Fort Wayne 46819
[7 empty] | EX100 | OUTDOOR | South side of the building in sidewalk area |  |  |  | 1000 | gal |  | in | Quarterly | No |  | 4 | Yes | 5 | Yes | 0.25 | No | ([DepOfGrease] + [DepOfSolids]) / ([DepOfGrease] + [DepOfSolids] + [DepOfWater]) | 0.25 | Yes | (([DepOfGrease] + [DepOfSolids]) / ([DepOfGrease] + [DepOfSolids] + [DepOfWater])) * 1.05
|  |  |  | Smith Brothers | 18132 | 9107 Yeager Ln, Yeager Ln., 9107, Fort Wayne 46819
[7 empty] | EX311 | OUTDOOR | Oil/Separator - Located in the parking stalls on the north side of the building | Midwest Tile | 2023-03-30 |  | 1000 | gal |  | in |  | Yes |  | 4 | Yes | 5 | Yes | 0.25 | No | ([DepOfGrease] + [DepOfSolids]) / ([DepOfGrease] + [DepOfSolids] + [DepOfWater]) | 0.25 | Yes | (([DepOfGrease] + [DepOfSolids]) / ([DepOfGrease] + [DepOfSolids] + [DepOfWater])) * 1.05
|  |  |  | Smith Foods | 17552 | 1590 NW 11th St., Richmond 47374
|  |  |  | Smoke Shop For Less | 1068 | 1011 King St., King St., 1011, Fort Wayne 46803
|  |  |  | Smokey Bones BBQ & Grill #7555 | 9243 | 1203 Apple Glen Blvd., Apple Glen Blvd., 1203, Fort Wayne 46804
[7 empty] | EX100 | OUTDOOR | In front of the outdoor access to the walk-in cooler. | Unknown |  |  | 3000 | gal |  | in |  | No | The grease interceptor is monitored monthly and pumped out as needed but it is usually monthly. | 4 | Yes | 5 | Yes | 0.25 | No | ([DepOfGrease] + [DepOfSolids]) / ([DepOfGrease] + [DepOfSolids] + [DepOfWater]) | 0.25 | Yes | (([DepOfGrease] + [DepOfSolids]) / ([DepOfGrease] + [DepOfSolids] + [DepOfWater])) * 1.05
|  |  |  | Smoothie King | 17815 | 5625 W. Jefferson Blvd, Fort Wayne 46804
|  |  |  | Smoothie King | 18031 | 10074 Diebold Rd., Fort Wayne 46825
[7 empty] | EX100 | OUTDOOR | Located Just Left of outside backdoor |  | 2022-05-31 |  | 1000 | gal |  | in |  | No |  | 4 | Yes | 5 | Yes | 0.25 | No | ([DepOfGrease] + [DepOfSolids]) / ([DepOfGrease] + [DepOfSolids] + [DepOfWater]) | 0.25 | Yes | (([DepOfGrease] + [DepOfSolids]) / ([DepOfGrease] + [DepOfSolids] + [DepOfWater])) * 1.05
|  |  |  | Smoothie King #1522 | 17606 | 1824 W. Dupont Rd. Ste. G, Dupont Rd., W., 1824., Ste. G, Fort Wayne 46818
[7 empty] | EX200 | IN-FLOOR | Located in the floor in the back kitchen area, grey metal, 50 gpm. | Unknown | 2018-06-06 |  | 50 | gpm |  | in | Every 2 Weeks | No |  | 4 | Yes | 5 | Yes | 0.25 | No | ([DepOfGrease] + [DepOfSolids]) / ([DepOfGrease] + [DepOfSolids] + [DepOfWater]) | 0.25 | Yes | (([DepOfGrease] + [DepOfSolids]) / ([DepOfGrease] + [DepOfSolids] + [DepOfWater])) * 1.05
|  |  |  | Smoothie King #898 | 0029 | 603 E. Coliseum Blvd., Coliseum Blvd., E., 603, Fort Wayne 46805
[7 empty] | EX200 | IN-FLOOR | Located in the floor just in front of the 3 compartment sink in the back kitchen. | Schier Products |  |  | 40 | gpm |  | in | Every 2 Weeks | No |  | 4 | Yes | 5 | Yes | 0.25 | No | ([DepOfGrease] + [DepOfSolids]) / ([DepOfGrease] + [DepOfSolids] + [DepOfWater]) | 0.25 | Yes | (([DepOfGrease] + [DepOfSolids]) / ([DepOfGrease] + [DepOfSolids] + [DepOfWater])) * 1.05
[7 empty] | EX500 | ABOVE-FLOOR | Metal above floor behind counter, in cabinet under 1 basin | Zurn Industries, LLC | 2019-07-26 |  | 4 | gpm |  | in | Twice Weekly | No |  | 4 | Yes | 5 | Yes | 0.25 | No | ([DepOfGrease] + [DepOfSolids]) / ([DepOfGrease] + [DepOfSolids] + [DepOfWater]) | 0.25 | Yes | (([DepOfGrease] + [DepOfSolids]) / ([DepOfGrease] + [DepOfSolids] + [DepOfWater])) * 1.05
[7 empty] | EX501 | ABOVE-FLOOR | Metal above floor located under right side of 3 basin in kitchen | Zurn Industries, LLC | 2019-07-26 |  | 4 | gpm |  | in | Every 2 Weeks | No |  | 4 | Yes | 5 | Yes | 0.25 | No | ([DepOfGrease] + [DepOfSolids]) / ([DepOfGrease] + [DepOfSolids] + [DepOfWater]) | 0.25 | Yes | (([DepOfGrease] + [DepOfSolids]) / ([DepOfGrease] + [DepOfSolids] + [DepOfWater])) * 1.05
|  |  |  | Smoothie, Ice Cream & More | 17568 | 4201 Coldwater Rd. Kiosk#6629, Coldwater Rd., 4201, Fort Wayne 46805
[7 empty] | EX200 | ABOVE-FLOOR | Located under the counter, under the 3 compartment sink, grey metal, 10 gpm. | Unknown | 2017-10-18 |  | 10 | gpm |  | in |  | Yes |  | 4 | Yes | 5 | Yes | 0.25 | No | ([DepOfGrease] + [DepOfSolids]) / ([DepOfGrease] + [DepOfSolids] + [DepOfWater]) | 0.25 | Yes | (([DepOfGrease] + [DepOfSolids]) / ([DepOfGrease] + [DepOfSolids] + [DepOfWater])) * 1.05
|  |  |  | Snacks on Wheels - Commissary | 17665 | 1112 Home Ave., Fort Wayne 46803
[7 empty] | EX200 | ABOVE-FLOOR | Located along the north kitchen wall, right of the 3 compartment sink | Schier Products | 2019-02-01 |  | 20 | gpm |  | in | Every 2 Weeks | Yes |  | 4 | Yes | 5 | Yes | 0.25 | No | ([DepOfGrease] + [DepOfSolids]) / ([DepOfGrease] + [DepOfSolids] + [DepOfWater]) | 0.25 | Yes | (([DepOfGrease] + [DepOfSolids]) / ([DepOfGrease] + [DepOfSolids] + [DepOfWater])) * 1.05
|  |  |  | Snider High School | 9817 | 4600 Fairlawn Pass, Fairlawn Pass, 4600, Fort Wayne 46815
[7 empty] | EX100 | OUTDOOR | E of building in driveway outside of door 3 |  |  |  | 2000 | gal |  | in | SemiAnnual | No |  | 4 | Yes | 5 | Yes | 0.25 | No | ([DepOfGrease] + [DepOfSolids]) / ([DepOfGrease] + [DepOfSolids] + [DepOfWater]) | 0.25 | Yes | (([DepOfGrease] + [DepOfSolids]) / ([DepOfGrease] + [DepOfSolids] + [DepOfWater])) * 1.05
|  |  |  | SODEXO Parkview Simply to go | 0028 | 1909 Carew St., Carew St., 1909, Fort Wayne 46805
[7 empty] | EX100 | OUTDOOR | Located on the north side of the building in front of the loading dock. Directly out from the back kitchen door. |  | 2021-09-16 |  | 1000 | gal |  | in | Quarterly | No |  | 4 | Yes | 5 | Yes | 0.25 | No | ([DepOfGrease] + [DepOfSolids]) / ([DepOfGrease] + [DepOfSolids] + [DepOfWater]) | 0.25 | Yes | (([DepOfGrease] + [DepOfSolids]) / ([DepOfGrease] + [DepOfSolids] + [DepOfWater])) * 1.05
|  |  |  | Soe Laundromat | 1594 | 5506 Decatur Rd., Decatur Rd., 5506, Fort Wayne 46806
[7 empty] | EX200 |  | Located behind cashier counter under shelf. |  |  |  |  | gal |  | in |  | No |  | 4 | Yes | 5 | Yes | 0.25 | No | ([DepOfGrease] + [DepOfSolids]) / ([DepOfGrease] + [DepOfSolids] + [DepOfWater]) | 0.25 | Yes | (([DepOfGrease] + [DepOfSolids]) / ([DepOfGrease] + [DepOfSolids] + [DepOfWater])) * 1.05
[7 empty] | EX600 | [6 empty] | gal |  | in |  | No |  | 4 | Yes | 5 | Yes | 0.25 | No | ([DepOfGrease] + [DepOfSolids]) / ([DepOfGrease] + [DepOfSolids] + [DepOfWater]) | 0.25 | Yes | (([DepOfGrease] + [DepOfSolids]) / ([DepOfGrease] + [DepOfSolids] + [DepOfWater])) * 1.05
|  |  |  | Sol De Mexico Bar & Grill | 10353 | 5830 Challenger Pkwy., Challenger Pkwy., 5830, Fort Wayne 46818
[7 empty] | EX200 | ABOVE-FLOOR | Located under the pre-wash sink. | Canplas |  |  | 10 | gpm |  | in | three times weekly | No |  | 4 | Yes | 5 | Yes | 0.25 | No | ([DepOfGrease] + [DepOfSolids]) / ([DepOfGrease] + [DepOfSolids] + [DepOfWater]) | 0.25 | Yes | (([DepOfGrease] + [DepOfSolids]) / ([DepOfGrease] + [DepOfSolids] + [DepOfWater])) * 1.05
[7 empty] | EX201 | ABOVE-FLOOR | Located to left of 3-basin in dish area. | Canplas | 2022-06-15 |  | 25 | gpm |  | in | Weekly | Yes |  | 4 | Yes | 5 | Yes | 0.25 | No | ([DepOfGrease] + [DepOfSolids]) / ([DepOfGrease] + [DepOfSolids] + [DepOfWater]) | 0.25 | Yes | (([DepOfGrease] + [DepOfSolids]) / ([DepOfGrease] + [DepOfSolids] + [DepOfWater])) * 1.05
[7 empty] | EX202 | ABOVE-FLOOR | Located left of 2-basin in kitchen | Canplas | 2022-06-15 |  | 25 | gpm |  | in | Weekly | Yes |  | 4 | Yes | 5 | Yes | 0.25 | No | ([DepOfGrease] + [DepOfSolids]) / ([DepOfGrease] + [DepOfSolids] + [DepOfWater]) | 0.25 | Yes | (([DepOfGrease] + [DepOfSolids]) / ([DepOfGrease] + [DepOfSolids] + [DepOfWater])) * 1.05
|  |  |  | Solbird | 17611 | 1824 W. Dupont Rd., Ste.A, Fort Wayne 46818
[7 empty] | EX200 | ABOVE-FLOOR | Under 3 basin sink behind bar | Schier Products |  |  | 25 | gpm |  | in | Monthly | No |  | 4 | Yes | 5 | Yes | 0.25 | No | ([DepOfGrease] + [DepOfSolids]) / ([DepOfGrease] + [DepOfSolids] + [DepOfWater]) | 0.25 | Yes | (([DepOfGrease] + [DepOfSolids]) / ([DepOfGrease] + [DepOfSolids] + [DepOfWater])) * 1.05
[7 empty] | EX201 | ABOVE-FLOOR | Left of 3 basin sink | Schier Products |  |  | 25 | gpm |  | in | Every 2 Weeks | No |  | 4 | Yes | 5 | Yes | 0.25 | No | ([DepOfGrease] + [DepOfSolids]) / ([DepOfGrease] + [DepOfSolids] + [DepOfWater]) | 0.25 | Yes | (([DepOfGrease] + [DepOfSolids]) / ([DepOfGrease] + [DepOfSolids] + [DepOfWater])) * 1.05
|  |  |  | South Side High School | 9673 | 3601 S. Calhoun St., Calhoun St., S., 3601, Fort Wayne 46806
[7 empty] | EX100 | OUTDOOR | W of door 8C, behind chain link fencing; 1 access manhole; has center pipe in baffle |  |  |  | 2000 | gal |  | in |  | No | Outlet down leg added as of 7.20.2021 | 4 | Yes | 5 | Yes | 0.25 | No | ([DepOfGrease] + [DepOfSolids]) / ([DepOfGrease] + [DepOfSolids] + [DepOfWater]) | 0.25 | Yes | (([DepOfGrease] + [DepOfSolids]) / ([DepOfGrease] + [DepOfSolids] + [DepOfWater])) * 1.05
|  |  |  | South Wayne Elementary | 9159 | 810 Cottage Ave., Cottage Ave., 810, Fort Wayne 46807
|  |  |  | Southeast YMCA | 9865 | 5125 Werling Dr., Werling Dr., 5125, Fort Wayne 46806
|  |  |  | Southside Marathon | 9356 | 1721 E. Tillman Rd., Tillman Rd., E., 1721, Fort Wayne 46816
[7 empty] | EX200 | IN-FLOOR | In floor beneath 3 basin sink |  |  |  | 15 | gpm |  | in | Weekly | No |  | 4 | Yes | 5 | Yes | 0.25 | No | ([DepOfGrease] + [DepOfSolids]) / ([DepOfGrease] + [DepOfSolids] + [DepOfWater]) | 0.25 | Yes | (([DepOfGrease] + [DepOfSolids]) / ([DepOfGrease] + [DepOfSolids] + [DepOfWater])) * 1.05
[7 empty] | EX311 |  | Inside Carwash located near the exit in the middle of the driveway |  |  |  |  | gal |  | in | Quarterly | No |  | 4 | Yes | 5 | Yes | 0.25 | No | ([DepOfGrease] + [DepOfSolids]) / ([DepOfGrease] + [DepOfSolids] + [DepOfWater]) | 0.25 | Yes | (([DepOfGrease] + [DepOfSolids]) / ([DepOfGrease] + [DepOfSolids] + [DepOfWater])) * 1.05
|  |  |  | Southside Market | 18003 | 3300 Warsaw St., Fort Wayne 46806
[7 empty] | EX200 | ABOVE-FLOOR | 8 gpm indoor, above floor |  |  |  | 8 | gpm |  | in | Every 2 Weeks | Yes |  | 4 | Yes | 5 | Yes | 0.25 | No | ([DepOfGrease] + [DepOfSolids]) / ([DepOfGrease] + [DepOfSolids] + [DepOfWater]) | 0.25 | Yes | (([DepOfGrease] + [DepOfSolids]) / ([DepOfGrease] + [DepOfSolids] + [DepOfWater])) * 1.05
|  |  |  | Southview Tap | 1825 | 5706 Decatur Rd., Decatur Rd., 5706, Fort Wayne 46806
[7 empty] | EX200 | ABOVE-FLOOR | under 3-basin sink to the right | Ashland Trap Distribution | 2023-02-03 |  | 20 | gpm |  | in |  | No |  | 4 | Yes | 5 | Yes | 0.25 | No | ([DepOfGrease] + [DepOfSolids]) / ([DepOfGrease] + [DepOfSolids] + [DepOfWater]) | 0.25 | Yes | (([DepOfGrease] + [DepOfSolids]) / ([DepOfGrease] + [DepOfSolids] + [DepOfWater])) * 1.05
|  |  |  | Southwest Assembly of God | 1281 | 7702 Smith Rd., Fort Wayne 46809
|  |  |  | Southwest Conservation Club | 9926 | 5703 Bluffton Rd., Bluffton Rd., 5703, Fort Wayne 46819
[7 empty] | EX120 | OUTDOOR | Outdoor, in ground, plastic with small plastic manhole access |  | 1996-01-01 |  | 30 | gpm |  | in | Annual | No | Located on north side of building in the grass, small plastic manhole access | 4 | Yes | 5 | Yes | 0.25 | No | ([DepOfGrease] + [DepOfSolids]) / ([DepOfGrease] + [DepOfSolids] + [DepOfWater]) | 0.25 | Yes | (([DepOfGrease] + [DepOfSolids]) / ([DepOfGrease] + [DepOfSolids] + [DepOfWater])) * 1.05
|  |  |  | Southwest Lutheran Church | 9863 | 5120 Homestead Rd., Homestead Rd., 5120, Fort Wayne 46814
|  |  |  | Southwick Elementary | 10095 | 6500 Wayne Trace, Wayne Trace, 6500, Fort Wayne 46816
|  |  |  | Spark by Hilton | 9191 | 1005 W. Washington Ctr. Rd., Washington Ctr. Rd., W., 1005, Fort Wayne 46825
[7 empty] | EX200 | ABOVE-FLOOR | Above floor model located in the food prep room. |  |  |  | 25 | gpm |  | in |  | No | Made by Great Basin | 4 | Yes | 5 | Yes | 0.25 | No | ([DepOfGrease] + [DepOfSolids]) / ([DepOfGrease] + [DepOfSolids] + [DepOfWater]) | 0.25 | Yes | (([DepOfGrease] + [DepOfSolids]) / ([DepOfGrease] + [DepOfSolids] + [DepOfWater])) * 1.05
|  |  |  | Sparkle Cleaners Inc. | 10121 | 6702 Old Trail Rd., Old Trail Rd., 6702, Fort Wayne 46809
|  |  |  | Spec. Bldg. | 18399 | 4646 Arden Dr., Fort Wayne 46804
|  |  |  | Spec. Building | 18163 | 4455 Airway Ave., Airway Ave., 4455, Fort Wayne 46809
|  |  |  | Speedway Bingo Concessions | 9832 | 4720 Speedway Dr., Speedway Dr., 4720, Fort Wayne 46825
[7 empty] | EX200 | ABOVE-FLOOR | R of the 3 basin sink | BK Resources |  |  | 20 | gpm |  | in | Monthly | No |  | 4 | Yes | 5 | Yes | 0.25 | No | ([DepOfGrease] + [DepOfSolids]) / ([DepOfGrease] + [DepOfSolids] + [DepOfWater]) | 0.25 | Yes | (([DepOfGrease] + [DepOfSolids]) / ([DepOfGrease] + [DepOfSolids] + [DepOfWater])) * 1.05
|  |  |  | Speedway No. 5161 | 10027 | 6205 Illinois Rd., Illinois Rd., 6205, Fort Wayne 46804
[7 empty] | EX100 | OUTDOOR | Located on the West Side of the building in the paved parking spaces |  | 2015-07-23 |  | 1000 | gal |  | in |  | No |  | 4 | Yes | 5 | Yes | 0.25 | No | ([DepOfGrease] + [DepOfSolids]) / ([DepOfGrease] + [DepOfSolids] + [DepOfWater]) | 0.25 | Yes | (([DepOfGrease] + [DepOfSolids]) / ([DepOfGrease] + [DepOfSolids] + [DepOfWater])) * 1.05
|  |  |  | Speedway No. 5166 | 9599 | 3210 Stellhorn Rd., Stellhorn Rd., 3210, Fort Wayne 46815
|  |  |  | Speedway No. 5174 | 10004 | 6033 W. Jefferson Blvd., Jefferson Blvd., W., 6033, Fort Wayne 46804
|  |  |  | Speedway No. 5227 | 9510 | 2702 E. Dupont Rd., Dupont Rd., E., 2702, Fort Wayne 46825
|  |  |  | Speedway No. 5505 | 9252 | 1222 N. Coliseum Blvd., Coliseum Blvd., N., 1222, Fort Wayne 46815
|  |  |  | Speedway No. 6149 | 10156 | 7114 Bluffton Rd., Bluffton Rd., 7114, Fort Wayne 46809
|  |  |  | Speedway No. 7070 | 9415 | 2111 Sherman Blvd., Sherman Blvd., 2111, Fort Wayne 46808
|  |  |  | Speedway/Super America LLC #7071 | 17640 | 8829 Coldwater Rd., Coldwater Rd., 8829, Fort Wayne 46825
[7 empty] | EX100 | OUTDOOR | 2 access manholes located south of the building in driveway next to the building. | Unknown | 2018-10-09 |  | 1000 | gal |  | in | Quarterly | Yes |  | 4 | Yes | 5 | Yes | 0.25 | No | ([DepOfGrease] + [DepOfSolids]) / ([DepOfGrease] + [DepOfSolids] + [DepOfWater]) | 0.25 | Yes | (([DepOfGrease] + [DepOfSolids]) / ([DepOfGrease] + [DepOfSolids] + [DepOfWater])) * 1.05
|  |  |  | Spoke + Ivy/Black Rabbit (CUGC) | 18183 | 1402 W. Main St., Fort Wayne 46808
[7 empty] | EX100 | OUTDOOR | 2 MH in the concrete by the back door to the kitchen on the west side of the building |  | 2025-01-14 |  | 1000 | gal |  | in |  | No | Installed in 2024 unsure of exact date | 4 | Yes | 5 | Yes | 0.25 | No | ([DepOfGrease] + [DepOfSolids]) / ([DepOfGrease] + [DepOfSolids] + [DepOfWater]) | 0.25 | Yes | (([DepOfGrease] + [DepOfSolids]) / ([DepOfGrease] + [DepOfSolids] + [DepOfWater])) * 1.05
|  |  |  | SportONE Fieldhouse - The Golf House | 0946 | 3946 Ice Way, Ice Way, 3946, Fort Wayne 46805
[7 empty] | EX100 | OUTDOOR | Located near northwest corner of building | Unknown | 2012-08-14 |  | 1000 | gal |  | in | Quarterly | Yes | mahoney cleans | 4 | Yes | 5 | Yes | 0.25 | No | ([DepOfGrease] + [DepOfSolids]) / ([DepOfGrease] + [DepOfSolids] + [DepOfWater]) | 0.25 | Yes | (([DepOfGrease] + [DepOfSolids]) / ([DepOfGrease] + [DepOfSolids] + [DepOfWater])) * 1.05
|  |  |  | Springhill Suites #FWAFN | 17783 | 4145 New Vision Dr., New Vision Dr., 4145, Fort Wayne 46825
[7 empty] | EX200 | IN-FLOOR | In maintenance room adjacent to the kitchen | Zurn | 2020-01-01 |  | 50 | gpm |  | in | Every 2 Weeks | No |  | 4 | Yes | 5 | Yes | 0.25 | No | ([DepOfGrease] + [DepOfSolids]) / ([DepOfGrease] + [DepOfSolids] + [DepOfWater]) | 0.25 | Yes | (([DepOfGrease] + [DepOfSolids]) / ([DepOfGrease] + [DepOfSolids] + [DepOfWater])) * 1.05
|  |  |  | Spudz | 9895 | 5428 New Haven Ave., New Haven Ave., 5428, Fort Wayne 46803
|  |  |  | SREE Petroleum DBA Marathon | 9968 | 5850 Bluffton Rd., Bluffton Rd., 5850, Fort Wayne 46809
[7 empty] | EX600 |  | No grease trap needed |  |  |  |  | gal |  | in |  | No |  | 4 | Yes | 5 | Yes | 0.25 | No | ([DepOfGrease] + [DepOfSolids]) / ([DepOfGrease] + [DepOfSolids] + [DepOfWater]) | 0.25 | Yes | (([DepOfGrease] + [DepOfSolids]) / ([DepOfGrease] + [DepOfSolids] + [DepOfWater])) * 1.05
|  |  |  | St. Andrew's Soup Kitchen | 9494 | 2714 New Haven Ave., New Haven Ave., 2714, Fort Wayne 46803
|  |  |  | St. Anne Home and Retirement Community | 9382 | 1900 Randallia Dr., Randallia Dr., 1900, Fort Wayne 46805
[7 empty] | EX100 | OUTDOOR | Far East Side of the building |  |  |  | 1000 | gal |  | in |  | No |  | 4 | Yes | 5 | Yes | 0.25 | No | ([DepOfGrease] + [DepOfSolids]) / ([DepOfGrease] + [DepOfSolids] + [DepOfWater]) | 0.25 | Yes | (([DepOfGrease] + [DepOfSolids]) / ([DepOfGrease] + [DepOfSolids] + [DepOfWater])) * 1.05
[7 empty] | EX101 | OUTDOOR | Northwest corner of the building |  | 2023-03-20 |  | 1000 | gal |  | in |  | No |  | 4 | Yes | 5 | Yes | 0.25 | No | ([DepOfGrease] + [DepOfSolids]) / ([DepOfGrease] + [DepOfSolids] + [DepOfWater]) | 0.25 | Yes | (([DepOfGrease] + [DepOfSolids]) / ([DepOfGrease] + [DepOfSolids] + [DepOfWater])) * 1.05
[7 empty] | EX200 | IN-FLOOR | Under the 3-basin sink in the existing dish room |  | 2019-01-01 |  | 20 | gpm |  | in |  | No |  | 4 | Yes | 5 | Yes | 0.25 | No | ([DepOfGrease] + [DepOfSolids]) / ([DepOfGrease] + [DepOfSolids] + [DepOfWater]) | 0.25 | Yes | (([DepOfGrease] + [DepOfSolids]) / ([DepOfGrease] + [DepOfSolids] + [DepOfWater])) * 1.05
|  |  |  | St. Charles Catholic School | 9845 | 4904 Trier Rd., Trier Rd., 4904, Fort Wayne 46815
|  |  |  | St. Henry's Catholic Church/School | 9564 | 3029 E. Paulding Rd., Paulding Rd., E., 3029, Fort Wayne 46816
|  |  |  | St. Joe Athletic Club | 0036 | 817 Anderson Ave., Anderson Ave., 817, Fort Wayne 46805
|  |  |  | St. Joe Center Vet Hospital | 9765 | 6358 St. Joe Ctr. Rd., St. Joe Ctr. Rd., 6358, Fort Wayne 46835
|  |  |  | St. Joe Central Little League | 10046 | 6240 St. Joe Ctr. Rd., St. Joe Ctr. Rd., 6240, Fort Wayne 46835
|  |  |  | St. Joe Community Church | 17383 | 2900 N. Anthony Blvd., Anthony Blvd., N., 2900, Fort Wayne 46805
|  |  |  | St. Joe Place Apartments | 17576 | 3310 Academic Pl., Academic Pl., 3310, Fort Wayne 46835
[7 empty] | EX600 |  | No Grease trap - Has a lift station |  |  |  |  | gal |  | in |  | No |  | 4 | Yes | 5 | Yes | 0.25 | No | ([DepOfGrease] + [DepOfSolids]) / ([DepOfGrease] + [DepOfSolids] + [DepOfWater]) | 0.25 | Yes | (([DepOfGrease] + [DepOfSolids]) / ([DepOfGrease] + [DepOfSolids] + [DepOfWater])) * 1.05
|  |  |  | St. Joe United Methodist Church | 17984 | 6004 Reed Rd., Fort Wayne 46835
[7 empty] | EX200 | ABOVE-FLOOR |  | Schier Products |  |  | 20 | gpm |  | in | Monthly | No |  | 4 | Yes | 5 | Yes | 0.25 | No | ([DepOfGrease] + [DepOfSolids]) / ([DepOfGrease] + [DepOfSolids] + [DepOfWater]) | 0.25 | Yes | (([DepOfGrease] + [DepOfSolids]) / ([DepOfGrease] + [DepOfSolids] + [DepOfWater])) * 1.05
|  |  |  | St. John Lutheran Church | 17536 | 729 W. Washington Blvd., Washington Blvd., W., 729, Fort Wayne 46802
[7 empty] | EX100 | OUTDOOR | Located south of the building in the landscaping between the sidewalk and the building, two access manholes. | Unknown | 2017-08-01 |  | 1000 | gal |  | in | Quarterly | Yes |  | 4 | Yes | 5 | Yes | 0.25 | No | ([DepOfGrease] + [DepOfSolids]) / ([DepOfGrease] + [DepOfSolids] + [DepOfWater]) | 0.25 | Yes | (([DepOfGrease] + [DepOfSolids]) / ([DepOfGrease] + [DepOfSolids] + [DepOfWater])) * 1.05
|  |  |  | St. John Missionary Baptist Church | 17338 | 2421 Hanna St., Hanna St., 2421, Fort Wayne 46803
|  |  |  | St. John the Baptist Cathoolic Church and School | 9804 | 4500 Fairfield Ave., Fairfield Ave., 4500, Fort Wayne 46807
|  |  |  | St. Joseph Central Elementary School | 10064 | 6341 St. Joe Ctr. Rd., St. Joe Ctr. Rd., 6341, Fort Wayne 46835
[7 empty] | EX600 |  | No grease trap - school lunch prepared off site, no cleaning onsite |  |  |  |  | gal |  | in |  | No |  | 4 | Yes | 5 | Yes | 0.25 | No | ([DepOfGrease] + [DepOfSolids]) / ([DepOfGrease] + [DepOfSolids] + [DepOfWater]) | 0.25 | Yes | (([DepOfGrease] + [DepOfSolids]) / ([DepOfGrease] + [DepOfSolids] + [DepOfWater])) * 1.05
|  |  |  | St. Joseph Hessen Cassel | 10329 | 11521 US Hwy 27 S., US Hwy 27 S., 11521, Fort Wayne 46816
|  |  |  | St. Joseph Hospital | 9138 | 700 Broadway St., Broadway St., 700, Fort Wayne 46802
[7 empty] | EX200 | ABOVE-FLOOR | Located to the right of the three compartment sink that is used for cleaning, along east kitchen wall | Zurn |  |  | 25 | gpm |  | in |  | No |  | 4 | Yes | 5 | Yes | 0.25 | No | ([DepOfGrease] + [DepOfSolids]) / ([DepOfGrease] + [DepOfSolids] + [DepOfWater]) | 0.25 | Yes | (([DepOfGrease] + [DepOfSolids]) / ([DepOfGrease] + [DepOfSolids] + [DepOfWater])) * 1.05
[7 empty] | EX600 |  | Holding tank outside was assumed to be grease trap by facility however it is not. Only have indoor g/t |  |  |  |  | gal |  | in | Monthly | No |  | 4 | Yes | 5 | Yes | 0.25 | No | ([DepOfGrease] + [DepOfSolids]) / ([DepOfGrease] + [DepOfSolids] + [DepOfWater]) | 0.25 | Yes | (([DepOfGrease] + [DepOfSolids]) / ([DepOfGrease] + [DepOfSolids] + [DepOfWater])) * 1.05
|  |  |  | St. Joseph St. Elizabeth Catholic School | 9434 | 2211 Brooklyn Ave., Brooklyn Ave., 2211, Fort Wayne 46802
|  |  |  | St. Jude Catholic Church and School | 9414 | 2110 Pemberton Dr., Pemberton Dr., 2110, Fort Wayne 46805
[7 empty] | EX200 | ABOVE-FLOOR | located in the basement kitchen right of the 3-basin sink | Schier Products | 2022-08-01 |  | 20 | gpm |  | in |  | No |  | 4 | Yes | 5 | Yes | 0.25 | No | ([DepOfGrease] + [DepOfSolids]) / ([DepOfGrease] + [DepOfSolids] + [DepOfWater]) | 0.25 | Yes | (([DepOfGrease] + [DepOfSolids]) / ([DepOfGrease] + [DepOfSolids] + [DepOfWater])) * 1.05
|  |  |  | St. Mary's Soup Kitchen | 9210 | 1101 Lafayette St., Lafayette St., 1101, Fort Wayne 46802
|  |  |  | St. Patrick Food Bank | 9418 | 2120 S. Harrison St., Harrison St., S., 2120, Fort Wayne 46802
|  |  |  | St. Paul's Lutheran - Heritage Hall | 18404 | 1126 Barr St., Fort Wayne 46802
[7 empty] | 001 |  | Grease interceptor | [6 empty] | in |  | No |  | 4 | Yes | 5 | Yes | 0.25 | No | ([DepOfGrease] + [DepOfSolids]) / ([DepOfGrease] + [DepOfSolids] + [DepOfWater]) | 0.25 | Yes | (([DepOfGrease] + [DepOfSolids]) / ([DepOfGrease] + [DepOfSolids] + [DepOfWater])) * 1.05
|  |  |  | St. Paul's Lutheran School | 9229 | 1125 S. Barr St., Barr St., S., 1125, Fort Wayne 46802
|  |  |  | St. Peter's Church | 1292 | 518 E Dewald St, Fort Wayne 46803
|  |  |  | St. Peter's Church | 7272 | 7710 E. State Street, Fort Wayne 46815
[7 empty] | EX100 | OUTDOOR | Outdoor |  |  |  | 1500 | gal |  | in |  | No |  | 4 | Yes | 5 | Yes | 0.25 | No | ([DepOfGrease] + [DepOfSolids]) / ([DepOfGrease] + [DepOfSolids] + [DepOfWater]) | 0.25 | Yes
|  |  |  | St. Peter's Lutheran School | 10202 | 7810 Maysville Rd., Maysville Rd., 7810, Fort Wayne 46815
|  |  |  | St. Therese Catholic Church | 9438 | 2222 Lwr. Huntington Rd., Lwr. Huntington Rd., 2222, Fort Wayne 46819
|  |  |  | St. Vincent Catholic School | 10230 | 8753 Auburn Rd., Auburn Rd., 8753, Fort Wayne 46825
|  |  |  | St. Vincent De Paul Catholic Church | 9304 | 1502 E. Wallen Rd., Wallen Rd., E., 1502, Fort Wayne 46825
|  |  |  | St.Francis Business Ctr. | 9165 | 826 Ewing St., Ewing St., 826, Fort Wayne 46802
[7 empty] | EX200 | ABOVE-FLOOR | under the one basin sink in the cabinet | Watts Water Technology |  |  | 4 | gpm |  | in | Monthly | No |  | 4 | Yes | 5 | Yes | 0.25 | No | ([DepOfGrease] + [DepOfSolids]) / ([DepOfGrease] + [DepOfSolids] + [DepOfWater]) | 0.25 | Yes | (([DepOfGrease] + [DepOfSolids]) / ([DepOfGrease] + [DepOfSolids] + [DepOfWater])) * 1.05
|  |  |  | Starbucks | 17562 | 1020 S. Calhoun St., Calhoun St., S,. 1020, Fort Wayne 46802
[7 empty] | EX200 |  | Located in the floor of the kitchen under the diamond plate lid, 35 gpm capacity, automatic grease recovery unit. | Highland Tank | 2017-08-29 |  | 35 | gpm |  | in | Weekly | Yes |  | 4 | Yes | 5 | Yes | 0.25 | No | ([DepOfGrease] + [DepOfSolids]) / ([DepOfGrease] + [DepOfSolids] + [DepOfWater]) | 0.25 | Yes | (([DepOfGrease] + [DepOfSolids]) / ([DepOfGrease] + [DepOfSolids] + [DepOfWater])) * 1.05
|  |  |  | Starbucks | 17825 | 6801 W Jefferson, Fort Wayne
|  |  |  | Starbucks | 18335 | 9801 Illinois Rd., Aqua sewer, Out of Town 46804
|  |  |  | Starbucks | 18372 | 5116 E. Dupont Rd., Fort Wayne 46825
[7 empty] | EX100 | OUTDOOR | Behind the backdoor |  | 2025-03-20 |  | 1000 | gal |  | in | Quarterly | Yes |  | 4 | Yes | 5 | Yes | 0.25 | No | ([DepOfGrease] + [DepOfSolids]) / ([DepOfGrease] + [DepOfSolids] + [DepOfWater]) | 0.25 | Yes | (([DepOfGrease] + [DepOfSolids]) / ([DepOfGrease] + [DepOfSolids] + [DepOfWater])) * 1.05
|  |  |  | Starbucks | 9932 | 5723 Coventry Ln., Coventry Ln., 5723, Fort Wayne 46804
|  |  |  | Starbucks - in Mejier | 18264 | 10301 Maysville Rd, Fort Wayne 46835
[7 empty] | EX160 | OUTDOOR | in the curbside pickup spaces |  |  |  | 1000 | gal |  | in |  | No |  | 4 | Yes | 5 | Yes | 0.25 | No | ([DepOfGrease] + [DepOfSolids]) / ([DepOfGrease] + [DepOfSolids] + [DepOfWater]) | 0.25 | Yes | (([DepOfGrease] + [DepOfSolids]) / ([DepOfGrease] + [DepOfSolids] + [DepOfWater])) * 1.05
|  |  |  | Starbucks #13343 | 9421 | 2132 E. Dupont Rd., Dupont Rd., E., 2132, Fort Wayne 46825
[7 empty] | EX100 | OUTDOOR | Located south east of the building in the grass by the drive thru | Unknown |  |  | 1500 | gal |  | in |  | No |  | 4 | Yes | 5 | Yes | 0.25 | No | ([DepOfGrease] + [DepOfSolids]) / ([DepOfGrease] + [DepOfSolids] + [DepOfWater]) | 0.25 | Yes | (([DepOfGrease] + [DepOfSolids]) / ([DepOfGrease] + [DepOfSolids] + [DepOfWater])) * 1.05
|  |  |  | Starbucks #67960 | 18096 | 7755 Southtown Crossing, Fort Wayne 46816
[7 empty] | EX100 | OUTDOOR | Located on the North side of the building in the grass by the drive thru |  | 2022-11-02 |  | 1000 | gal |  | in |  | No |  | 4 | Yes | 5 | Yes | 0.25 | No | ([DepOfGrease] + [DepOfSolids]) / ([DepOfGrease] + [DepOfSolids] + [DepOfWater]) | 0.25 | Yes | (([DepOfGrease] + [DepOfSolids]) / ([DepOfGrease] + [DepOfSolids] + [DepOfWater])) * 1.05
|  |  |  | Starbucks Coffee #11502 | 9052 | 301 E. Coliseum Blvd., Coliseum Blvd., E., 301, Fort Wayne 46825
[7 empty] | EX100 | OUTDOOR | Located N of the building |  | 2022-09-22 |  | 1000 | gal |  | in |  | No |  | 4 | Yes | 5 | Yes | 0.25 | No | ([DepOfGrease] + [DepOfSolids]) / ([DepOfGrease] + [DepOfSolids] + [DepOfWater]) | 0.25 | Yes | (([DepOfGrease] + [DepOfSolids]) / ([DepOfGrease] + [DepOfSolids] + [DepOfWater])) * 1.05
|  |  |  | Starbucks Coffee Company | 10070 | 6403 Lima Rd., Lima Rd., 6403, Fort Wayne 46818
[7 empty] | EX100 | OUTDOOR | Located in pavement on south side of building | Unknown |  |  | 1000 | gal |  | in |  | No |  | 4 | Yes | 5 | Yes | 0.25 | No | ([DepOfGrease] + [DepOfSolids]) / ([DepOfGrease] + [DepOfSolids] + [DepOfWater]) | 0.25 | Yes | (([DepOfGrease] + [DepOfSolids]) / ([DepOfGrease] + [DepOfSolids] + [DepOfWater])) * 1.05
|  |  |  | Starbucks Coffee Company | 9723 | 3905 E. State Blvd., State Blvd., E., 3905, Fort Wayne 46805
[7 empty] | EX200 | ABOVE-FLOOR | 10 gpm, metal, undersink grease interceptor, under dump sink by drive-thru window | Unknown | 2016-12-31 |  | 10 | gpm |  | in | Every 2 Weeks | Yes |  | 4 | Yes | 5 | Yes | 0.25 | No | ([DepOfGrease] + [DepOfSolids]) / ([DepOfGrease] + [DepOfSolids] + [DepOfWater]) | 0.25 | Yes | (([DepOfGrease] + [DepOfSolids]) / ([DepOfGrease] + [DepOfSolids] + [DepOfWater])) * 1.05
[7 empty] | EX201 | ABOVE-FLOOR | Above floor, grease interceptor, 10 gpm, plumbed to dump sink behind counter | Unknown | 2016-12-31 |  | 10 | gpm |  | in | Every 2 Weeks | Yes |  | 4 | Yes | 5 | Yes | 0.25 | No | ([DepOfGrease] + [DepOfSolids]) / ([DepOfGrease] + [DepOfSolids] + [DepOfWater]) | 0.25 | Yes | (([DepOfGrease] + [DepOfSolids]) / ([DepOfGrease] + [DepOfSolids] + [DepOfWater])) * 1.05
[7 empty] | EX202 | ABOVE-FLOOR | 25 gpm, above floor grease interceptor in back kitchen plumbed to 3-compartment sink | Unknown | 2016-12-31 |  | 25 | gpm |  | in | Every 2 Weeks | Yes |  | 4 | Yes | 5 | Yes | 0.25 | No | ([DepOfGrease] + [DepOfSolids]) / ([DepOfGrease] + [DepOfSolids] + [DepOfWater]) | 0.25 | Yes | (([DepOfGrease] + [DepOfSolids]) / ([DepOfGrease] + [DepOfSolids] + [DepOfWater])) * 1.05
|  |  |  | Starbucks Coffee Company #10736 | 17645 | 502 W. Jefferson Blvd., Jefferson Blvd., W., 502, Fort Wayne 46802
[7 empty] | EX100 | OUTDOOR | Located North of building in drive thru lane |  |  |  | 1000 | gal |  | in | Quarterly | No | New install | 4 | Yes | 5 | Yes | 0.25 | No | ([DepOfGrease] + [DepOfSolids]) / ([DepOfGrease] + [DepOfSolids] + [DepOfWater]) | 0.25 | Yes | (([DepOfGrease] + [DepOfSolids]) / ([DepOfGrease] + [DepOfSolids] + [DepOfWater])) * 1.05
|  |  |  | Starbucks Coffee Company #2526 | 9831 | 4716 Illinois Rd. Ste. 103, Illinois Rd., 4716., Ste. 103, Fort Wayne 46804
[7 empty] | EX100 | OUTDOOR | Located in pavement on west side of building, 2 access manholes. | Unknown |  |  | 1000 | gal |  | in | Quarterly | No | no inlet tee or down-leg. | 4 | Yes | 5 | Yes | 0.25 | No | ([DepOfGrease] + [DepOfSolids]) / ([DepOfGrease] + [DepOfSolids] + [DepOfWater]) | 0.25 | Yes | (([DepOfGrease] + [DepOfSolids]) / ([DepOfGrease] + [DepOfSolids] + [DepOfWater])) * 1.05
|  |  |  | Starbucks Coffee Company #51519 | 17586 | 10104 Maysville Rd., Maysville Rd., 10104, Fort Wayne 46835
[7 empty] | EX100 | OUTDOOR | Located in the drive thru lane on the northeast side of the building. Two access manholes. | Unknown | 2018-02-25 |  | 1000 | gal |  | in | Quarterly | No | Outlet tee in place, no inlet tee. | 4 | Yes | 5 | Yes | 0.25 | No | ([DepOfGrease] + [DepOfSolids]) / ([DepOfGrease] + [DepOfSolids] + [DepOfWater]) | 0.25 | Yes | (([DepOfGrease] + [DepOfSolids]) / ([DepOfGrease] + [DepOfSolids] + [DepOfWater])) * 1.05
|  |  |  | Starbucks Coffee Company #9520 | 10260 | 10030 Lima Rd., Lima Rd., 10030, Fort Wayne 46818
[7 empty] | EX100 | OUTDOOR | Located north of the building in the grass between the drive through lane and the building. | Unknown | 2018-03-01 |  | 1000 | gal |  | in | SemiAnnual | Yes |  | 4 | Yes | 5 | Yes | 0.25 | No | ([DepOfGrease] + [DepOfSolids]) / ([DepOfGrease] + [DepOfSolids] + [DepOfWater]) | 0.25 | Yes | (([DepOfGrease] + [DepOfSolids]) / ([DepOfGrease] + [DepOfSolids] + [DepOfWater])) * 1.05
|  |  |  | Starbucks Coffee Company in Meijer | 10052 | 6309 Lima Rd., Lima Rd., 6309, Fort Wayne 46818
|  |  |  | Starbucks Coffee Company in Target | 10018 | 6119 Stellhorn Rd., Stellhorn Rd., 6119, Fort Wayne 46815
[7 empty] | EX160 | OUTDOOR | Outdoor interceptor shared with Target. |  |  |  | 1000 | gal |  | in |  | No |  | 4 | Yes | 5 | Yes | 0.25 | No | ([DepOfGrease] + [DepOfSolids]) / ([DepOfGrease] + [DepOfSolids] + [DepOfWater]) | 0.25 | Yes | (([DepOfGrease] + [DepOfSolids]) / ([DepOfGrease] + [DepOfSolids] + [DepOfWater])) * 1.05
|  |  |  | Starbucks Coffee Company in Target | 9211 | 1102 S. Thomas Rd., Thomas Rd., S., 1102, Fort Wayne 46804
[7 empty] | EX100 | OUTDOOR | East side of building |  | 2023-06-12 |  | 1000 | gal |  | in |  | No |  | 4 | Yes | 5 | Yes | 0.25 | No | ([DepOfGrease] + [DepOfSolids]) / ([DepOfGrease] + [DepOfSolids] + [DepOfWater]) | 0.25 | Yes | (([DepOfGrease] + [DepOfSolids]) / ([DepOfGrease] + [DepOfSolids] + [DepOfWater])) * 1.05
|  |  |  | Starbucks in Barnes and Noble | 9756 | 4201 Coldwater Rd., Ste. B-01, Coldwater Rd., 4201, Ste. B-01, Fort Wayne 46805
[7 empty] | EX100 | OUTDOOR | In front of store in pavement |  |  |  | 1000 | gal |  | in | Annual | No |  | 4 | Yes | 5 | Yes | 0.25 | No | ([DepOfGrease] + [DepOfSolids]) / ([DepOfGrease] + [DepOfSolids] + [DepOfWater]) | 0.25 | Yes | (([DepOfGrease] + [DepOfSolids]) / ([DepOfGrease] + [DepOfSolids] + [DepOfWater])) * 1.05
|  |  |  | State Bar | 4717 | 1210 E. State Blvd., State Blvd., E., 1210, Fort Wayne 46805
[7 empty] | EX600 |  | No trap needed as of now 1.23.23 | [6 empty] | in |  | No |  | 4 | Yes | 5 | Yes | 0.25 | No | ([DepOfGrease] + [DepOfSolids]) / ([DepOfGrease] + [DepOfSolids] + [DepOfWater]) | 0.25 | Yes | (([DepOfGrease] + [DepOfSolids]) / ([DepOfGrease] + [DepOfSolids] + [DepOfWater])) * 1.05
|  |  |  | Staybridge Suites | 9986 | 5925 Ellison Rd., Ellison Rd., 5925, Fort Wayne 46804
|  |  |  | Steak 'n Shake | 7119 | 5402 Meijer Dr., Meijer Dr., 5402, Fort Wayne 46835
[7 empty] | EX100 | OUTDOOR | Located on the couth side of the building at the beginning of the drive thru line. | Unknown | 2021-09-01 |  | 1000 | gal |  | in | Quarterly | Yes | Newly installed upon inspection | 4 | Yes | 5 | Yes | 0.25 | No | ([DepOfGrease] + [DepOfSolids]) / ([DepOfGrease] + [DepOfSolids] + [DepOfWater]) | 0.25 | Yes | (([DepOfGrease] + [DepOfSolids]) / ([DepOfGrease] + [DepOfSolids] + [DepOfWater])) * 1.05
|  |  |  | Steak-N-Shake #173 | 1574 | 5303 Coldwater Rd., Coldwater Rd., 5303, Fort Wayne 46825
[7 empty] | EX100 | OUTDOOR | S of building in parking stalls. | Unknown |  |  | 1000 | gal |  | in |  | No |  | 4 | Yes | 5 | Yes | 0.25 | No | ([DepOfGrease] + [DepOfSolids]) / ([DepOfGrease] + [DepOfSolids] + [DepOfWater]) | 0.25 | Yes | (([DepOfGrease] + [DepOfSolids]) / ([DepOfGrease] + [DepOfSolids] + [DepOfWater])) * 1.05
|  |  |  | Steak-N-Shake #230 | 2034 | 6019 Illinois Rd., Illinois Rd., 6019, Fort Wayne 46804
[7 empty] | EX100 | OUTDOOR | Located in drive thru lane on the east side of the building. | Unknown |  |  | 1000 | gal |  | in | Quarterly | No | The cement rings have not been removed. Mahoney Environmental services the trap. | 4 | Yes | 5 | Yes | 0.25 | No | ([DepOfGrease] + [DepOfSolids]) / ([DepOfGrease] + [DepOfSolids] + [DepOfWater]) | 0.25 | Yes | (([DepOfGrease] + [DepOfSolids]) / ([DepOfGrease] + [DepOfSolids] + [DepOfWater])) * 1.05
|  |  |  | Steel Dyamics Hanger | 18377 | 10260 Ardmore Ave, Fort Wayne 46803
[7 empty] | EX311 |  | Sand/Oil Separator |  | 2025-04-01 |  | 1000 | gal |  | in |  | Yes |  | 4 | Yes | 5 | Yes | 0.25 | No | ([DepOfGrease] + [DepOfSolids]) / ([DepOfGrease] + [DepOfSolids] + [DepOfWater]) | 0.25 | Yes | (([DepOfGrease] + [DepOfSolids]) / ([DepOfGrease] + [DepOfSolids] + [DepOfWater])) * 1.05
|  |  |  | Steel Toe Plates, LLC | 17729 | 1052 Cambridge Ct., Apt. 17, Decatur 46733
[7 empty] | EX200 | ABOVE-FLOOR | Located along the south kitchen wall. | Canplas |  |  | 20 | gpm |  | in | Every 2 Weeks | No |  | 4 | Yes | 5 | Yes | 0.25 | No | ([DepOfGrease] + [DepOfSolids]) / ([DepOfGrease] + [DepOfSolids] + [DepOfWater]) | 0.25 | Yes | (([DepOfGrease] + [DepOfSolids]) / ([DepOfGrease] + [DepOfSolids] + [DepOfWater])) * 1.05
|  |  |  | Stellhorn Point Apartments | 0065 | 7540 Hope Dr., Hope Dr., 7540, Fort Wayne 46815
|  |  |  | STEM Training Facility - "Dream It" | 17868 | 1130 E. Pontiac St., Potiac St., E., 1130, Fort Wayne 46806
|  |  |  | Stepping Stones Child Care and Preschool | 9851 | 4919 Coldwater Rd., Coldwater Rd., 4919, Fort Wayne 46825
|  |  |  | Stop - N - Shop | 9365 | 1803 E. Wayne St., Wayne St., E., 1803, Fort Wayne 46803
|  |  |  | Stop n Shop | 10002 | 6031 Hessen Cassel Rd., Hessen Cassel Rd., 6031, Fort Wayne 46816
|  |  |  | Stop On The Way - Marathon (middle tenant) | 18481 | 4619 Bass Rd., Fort Wayne 46808
[7 empty] | EX100 | OUTDOOR | Middle set of manholes south side of the bldg. |  | 2026-03-11 |  | 1000 | gal |  | in |  | Yes |  | 4 | Yes | 5 | Yes | 0.25 | No | ([DepOfGrease] + [DepOfSolids]) / ([DepOfGrease] + [DepOfSolids] + [DepOfWater]) | 0.25 | Yes | (([DepOfGrease] + [DepOfSolids]) / ([DepOfGrease] + [DepOfSolids] + [DepOfWater])) * 1.05
|  |  |  | Stop on the Way #19 | 9856 | 4935 Bluffton Rd., Bluffton Rd., 4935, Fort Wayne 46819
[7 empty] | EX100 | OUTDOOR | West side of the building by the d/t window |  |  |  | 1000 | gal |  | in |  | No |  | 4 | Yes | 5 | Yes | 0.25 | No | ([DepOfGrease] + [DepOfSolids]) / ([DepOfGrease] + [DepOfSolids] + [DepOfWater]) | 0.25 | Yes | (([DepOfGrease] + [DepOfSolids]) / ([DepOfGrease] + [DepOfSolids] + [DepOfWater])) * 1.05
|  |  |  | Storming Crab (CUGC) | 6024 | 520 E. Coliseum Blvd., Coliseum Blvd., E., 520, Fort Wayne 46805
[7 empty] | EX100 | OUTDOOR | Located on the south side of the building near the back door | Unknown |  |  | 1000 | gal |  | in | Every 2 months | No | EX001 was replaced with a new unit 9/10/19 | 4 | Yes | 5 | Yes | 0.25 | No | ([DepOfGrease] + [DepOfSolids]) / ([DepOfGrease] + [DepOfSolids] + [DepOfWater]) | 0.25 | Yes | (([DepOfGrease] + [DepOfSolids]) / ([DepOfGrease] + [DepOfSolids] + [DepOfWater])) * 1.05
|  |  |  | Story Point | 17492 | 611 W. County Line Rd., Fort Wayne 46814
|  |  |  | StoryPoint Senior Living | 17653 | 3715 Union Chapel Rd., Union Chapel Rd., 3715, Fort Wayne 46845
[7 empty] | EX100 | OUTDOOR | Located west of building, two access manholes in grass |  | 2018-07-11 |  | 1000 | gal |  | in | Quarterly | No |  | 4 | Yes | 5 | Yes | 0.25 | No | ([DepOfGrease] + [DepOfSolids]) / ([DepOfGrease] + [DepOfSolids] + [DepOfWater]) | 0.25 | Yes | (([DepOfGrease] + [DepOfSolids]) / ([DepOfGrease] + [DepOfSolids] + [DepOfWater])) * 1.05
[7 empty] | EX150 |  | Under pre-wash sink in the floor servicing the garbage disposal | [6 empty] | in |  | Yes |  | 4 | Yes | 5 | Yes | 0.25 | No | ([DepOfGrease] + [DepOfSolids]) / ([DepOfGrease] + [DepOfSolids] + [DepOfWater]) | 0.25 | Yes | (([DepOfGrease] + [DepOfSolids]) / ([DepOfGrease] + [DepOfSolids] + [DepOfWater])) * 1.05
|  |  |  | Strickland Brothers 10 Minute Oil Change | 18106 | 10830 Coldwater Rd., Fort Wayne 46845
[7 empty] | EX311 | OUTDOOR | SE of the building in the dirt area |  | 2023-01-11 |  | 1000 | gal |  | in |  | No |  | 4 | Yes | 5 | Yes | 0.25 | No | ([DepOfGrease] + [DepOfSolids]) / ([DepOfGrease] + [DepOfSolids] + [DepOfWater]) | 0.25 | Yes | (([DepOfGrease] + [DepOfSolids]) / ([DepOfGrease] + [DepOfSolids] + [DepOfWater])) * 1.05
|  |  |  | Strong Energies | 17929 | 1920 Bluffton Road, Fort Wayne 46809
[7 empty] | EX200 |  | Located behind the front counter to the right of the 3-B sink |  | 2021-07-26 |  | 15 | gpm |  | in |  | No | recommended cleaning monthly. Could be 10-15 gpm. | 4 | Yes | 5 | Yes | 0.25 | No | ([DepOfGrease] + [DepOfSolids]) / ([DepOfGrease] + [DepOfSolids] + [DepOfWater]) | 0.25 | Yes | (([DepOfGrease] + [DepOfSolids]) / ([DepOfGrease] + [DepOfSolids] + [DepOfWater])) * 1.05
|  |  |  | Study Elementary School | 9466 | 2414 Brooklyn Ave., Brooklyn Ave., 2414, Fort Wayne 46802
[7 empty] | EX600 |  | no grease trap |  |  |  |  | gal |  | in |  | No |  | 4 | Yes | 5 | Yes | 0.25 | No | ([DepOfGrease] + [DepOfSolids]) / ([DepOfGrease] + [DepOfSolids] + [DepOfWater]) | 0.25 | Yes | (([DepOfGrease] + [DepOfSolids]) / ([DepOfGrease] + [DepOfSolids] + [DepOfWater])) * 1.05
|  |  |  | Suburban Bethlehem Lutheran School | 10057 | 6318 W. California Rd., California Rd., W., 6318, Fort Wayne 46818
[7 empty] | EX101 | OUTDOOR | West of building near graveyard off of the school |  |  |  | 1000 | gal |  | in | Quarterly | No |  | 4 | Yes | 5 | Yes | 0.25 | No | ([DepOfGrease] + [DepOfSolids]) / ([DepOfGrease] + [DepOfSolids] + [DepOfWater]) | 0.25 | Yes | (([DepOfGrease] + [DepOfSolids]) / ([DepOfGrease] + [DepOfSolids] + [DepOfWater])) * 1.05
[7 empty] | EX200 | ABOVE-FLOOR | Located to right of 3 basin sink. Above floor, white metal 20GPM | Zurn |  |  | 20 | gpm |  | in |  | No |  | 4 | Yes | 5 | Yes | 0.25 | No | ([DepOfGrease] + [DepOfSolids]) / ([DepOfGrease] + [DepOfSolids] + [DepOfWater]) | 0.25 | Yes | (([DepOfGrease] + [DepOfSolids]) / ([DepOfGrease] + [DepOfSolids] + [DepOfWater])) * 1.05
|  |  |  | Subway | 9608 | 3220 Wayne Trace, Wayne Trace, 3220, Fort Wayne 46806
|  |  |  | Subway # 1073 | 10137 | 7211 W. Jefferson Blvd., Jefferson Blvd., W., 7211, Fort Wayne 46804
|  |  |  | Subway #1141 | 0823 | 6025 Stellhorn Rd., Stellhorn Rd., 6025, Fort Wayne 46815
[7 empty] | EX200 | ABOVE-FLOOR | Located R of 3 basin sink |  |  |  | 20 | gpm |  | in | Every 2 months | No |  | 4 | Yes | 5 | Yes | 0.25 | No | ([DepOfGrease] + [DepOfSolids]) / ([DepOfGrease] + [DepOfSolids] + [DepOfWater]) | 0.25 | Yes | (([DepOfGrease] + [DepOfSolids]) / ([DepOfGrease] + [DepOfSolids] + [DepOfWater])) * 1.05
|  |  |  | Subway #13037 | 10094 | 6501 E. State Blvd., State Blvd., E., 6501, Fort Wayne 46815
[7 empty] | EX200 | ABOVE-FLOOR | Located in kitchen between 3-basin and 1-basin sinks | Ashland Trap Distribution |  |  | 20 | gpm |  | in |  | No |  | 4 | Yes | 5 | Yes | 0.25 | No | ([DepOfGrease] + [DepOfSolids]) / ([DepOfGrease] + [DepOfSolids] + [DepOfWater]) | 0.25 | Yes | (([DepOfGrease] + [DepOfSolids]) / ([DepOfGrease] + [DepOfSolids] + [DepOfWater])) * 1.05
|  |  |  | Subway #15178 | 10139 | 6807 Lima Rd., Lima Rd., 6807, Fort Wayne 46818
|  |  |  | Subway #21330 | 9221 | 1111 S. Clinton St., Clinton St., S., 1111, Fort Wayne 46802
[7 empty] | EX200 | IN-FLOOR | Beneath 3 basin sink |  | 2008-05-22 |  |  | gal |  | in |  | No |  | 4 | Yes | 5 | Yes | 0.25 | No | ([DepOfGrease] + [DepOfSolids]) / ([DepOfGrease] + [DepOfSolids] + [DepOfWater]) | 0.25 | Yes | (([DepOfGrease] + [DepOfSolids]) / ([DepOfGrease] + [DepOfSolids] + [DepOfWater])) * 1.05
|  |  |  | Subway #2171 | 9587 | 3129 E. State Blvd., State Blvd., E., 3129, Fort Wayne 46805
[7 empty] | EX200 | IN-FLOOR | Located in floor under 3-basin sink | Canplas |  |  | 20 | gpm |  | in | Every 2 Weeks | No |  | 4 | Yes | 5 | Yes | 0.25 | No | ([DepOfGrease] + [DepOfSolids]) / ([DepOfGrease] + [DepOfSolids] + [DepOfWater]) | 0.25 | Yes | (([DepOfGrease] + [DepOfSolids]) / ([DepOfGrease] + [DepOfSolids] + [DepOfWater])) * 1.05
|  |  |  | Subway #2448 | 17869 | 630 E. Dupont Rd., Dupont Rd., E., 630, Fort Wayne 46825
[7 empty] | EX200 | ABOVE-FLOOR | Located in the back dish area. In-between the hand sink and the 3 compartment sink. | Schier Products |  |  | 25 | gpm |  | in | Every 2 Weeks | No |  | 4 | Yes | 5 | Yes | 0.25 | No | ([DepOfGrease] + [DepOfSolids]) / ([DepOfGrease] + [DepOfSolids] + [DepOfWater]) | 0.25 | Yes | (([DepOfGrease] + [DepOfSolids]) / ([DepOfGrease] + [DepOfSolids] + [DepOfWater])) * 1.05
|  |  |  | Subway #24482 | 17397 | 4132 W. Washington Ctr. Rd, Washington Ctr. Rd., W., 4136, Fort Wayne 46818
[7 empty] | EX200 | ABOVE-FLOOR | next to the three basin sink |  |  |  | 20 | gpm |  | in | Weekly | No |  | 4 | Yes | 5 | Yes | 0.25 | No | ([DepOfGrease] + [DepOfSolids]) / ([DepOfGrease] + [DepOfSolids] + [DepOfWater]) | 0.25 | Yes | (([DepOfGrease] + [DepOfSolids]) / ([DepOfGrease] + [DepOfSolids] + [DepOfWater])) * 1.05
|  |  |  | Subway #2449 | 17654 | 116 W. Rudisill Blvd. Ste. 102, Rudisill Blvd., W. 116, Ste. 102, Fort Wayne 46807
[7 empty] | EX100 | OUTDOOR | Located west of building in parking spot, two access manholes |  | 2018-11-27 |  | 1000 | gal |  | in |  | No |  | 4 | Yes | 5 | Yes | 0.25 | No | ([DepOfGrease] + [DepOfSolids]) / ([DepOfGrease] + [DepOfSolids] + [DepOfWater]) | 0.25 | Yes | (([DepOfGrease] + [DepOfSolids]) / ([DepOfGrease] + [DepOfSolids] + [DepOfWater])) * 1.05
|  |  |  | Subway #24991 | 10308 | 10462 Maysville Rd., Maysville Rd., 10462, Fort Wayne 46835
|  |  |  | Subway #2647 | 9945 | 5753 St. Joe Rd., St. Joe Rd., 5753, Fort Wayne 46835
[7 empty] | EX200 | IN-FLOOR | under 3-basin sink | Canplas |  |  | 15 | gpm |  | in |  | No |  | 4 | Yes | 5 | Yes | 0.25 | No | ([DepOfGrease] + [DepOfSolids]) / ([DepOfGrease] + [DepOfSolids] + [DepOfWater]) | 0.25 | Yes | (([DepOfGrease] + [DepOfSolids]) / ([DepOfGrease] + [DepOfSolids] + [DepOfWater])) * 1.05
|  |  |  | Subway #29196/Sparky Mart in Shell | 10325 | 11310 Old Decatur Rd., Old Decatur Rd., 11310, Fort Wayne 46816
|  |  |  | Subway #30753 | 0021 | 7002 Bluffton Rd., Ste. A, Bluffton Rd., 7002, Ste. A, Fort Wayne 46809
[7 empty] | EX200 | IN-FLOOR | In floor next to 3-basin sink. | Canplas |  |  | 15 | gpm |  | in | SemiAnnual | No | Insp. On 1.11.21, cleaning frequency needs increased. | 4 | Yes | 5 | Yes | 0.25 | No | ([DepOfGrease] + [DepOfSolids]) / ([DepOfGrease] + [DepOfSolids] + [DepOfWater]) | 0.25 | Yes | (([DepOfGrease] + [DepOfSolids]) / ([DepOfGrease] + [DepOfSolids] + [DepOfWater])) * 1.05
|  |  |  | Subway #3119 | 10279 | 10231 Illinois Rd., Illinois Rd., 10231, Fort Wayne 46814
|  |  |  | Subway #62429 | 17393 | 5788 Coldwater Rd,, Coldwater Rd., 5788, Fort Wayne 46825
[7 empty] | EX200 | IN-FLOOR | In floor, next to 3 basin sink, white metal. | Zurn | 2015-08-25 |  | 20 | gpm |  | in | Monthly | No |  | 4 | Yes | 5 | Yes | 0.25 | No | ([DepOfGrease] + [DepOfSolids]) / ([DepOfGrease] + [DepOfSolids] + [DepOfWater]) | 0.25 | Yes | (([DepOfGrease] + [DepOfSolids]) / ([DepOfGrease] + [DepOfSolids] + [DepOfWater])) * 1.05
|  |  |  | Subway in Lassus Handy Dandy | 10177 | 7405 Maplecrest Rd., Maplecrest Rd., 7405, Fort Wayne 46835
|  |  |  | Subway inside Marathon | 3217 | 3217 E. Washington Blvd., E. Washington Blvd, 3217, Fort Wayne 46803
[7 empty] | EX200 | IN-FLOOR | Beneath 3 basin sink in floor |  |  |  |  | gal |  | in |  | No |  | 4 | Yes | 5 | Yes | 0.25 | No | ([DepOfGrease] + [DepOfSolids]) / ([DepOfGrease] + [DepOfSolids] + [DepOfWater]) | 0.25 | Yes | (([DepOfGrease] + [DepOfSolids]) / ([DepOfGrease] + [DepOfSolids] + [DepOfWater])) * 1.05
|  |  |  | Suite Spot Golf LLC | 17958 | 3710 Hobson Rd., Fort Wayne 46815
[7 empty] | EX200 | ABOVE-FLOOR | Employee area under 3 basin sink. | Unknown | 2021-11-15 |  | 13 | gpm |  | in |  | Yes | not really used, 11.17.21 not doing food. | 4 | Yes | 5 | Yes | 0.25 | No | ([DepOfGrease] + [DepOfSolids]) / ([DepOfGrease] + [DepOfSolids] + [DepOfWater]) | 0.25 | Yes | (([DepOfGrease] + [DepOfSolids]) / ([DepOfGrease] + [DepOfSolids] + [DepOfWater])) * 1.05
[7 empty] | EX201 | ABOVE-FLOOR | Left of 3-basin sink behind the front counter/bar | Schier Products | 2023-10-09 |  | 25 | gpm |  | in |  | No |  | 4 | Yes | 5 | Yes | 0.25 | No | ([DepOfGrease] + [DepOfSolids]) / ([DepOfGrease] + [DepOfSolids] + [DepOfWater]) | 0.25 | Yes | (([DepOfGrease] + [DepOfSolids]) / ([DepOfGrease] + [DepOfSolids] + [DepOfWater])) * 1.05
|  |  |  | Summer Sno | 9469 | 2426 Crescent Ave., Crescent Ave., 2426, Fort Wayne 46805
[7 empty] | EX200 | ABOVE-FLOOR | Located under 3-compartment sink |  |  |  | 10 | gpm |  | in | Monthly | No |  | 4 | Yes | 5 | Yes | 0.25 | No | ([DepOfGrease] + [DepOfSolids]) / ([DepOfGrease] + [DepOfSolids] + [DepOfWater]) | 0.25 | Yes | (([DepOfGrease] + [DepOfSolids]) / ([DepOfGrease] + [DepOfSolids] + [DepOfWater])) * 1.05
|  |  |  | Summit City Nursing and Rehab | 17695 | 2940 N. Clinton St., Fort Wayne 46825
|  |  |  | Summit Grill Kitchen & Cocktails | 10361 | 6525 Covington Rd., Covington Rd., 6525, Fort Wayne 46804
[7 empty] | EX100 | OUTDOOR |  |  |  |  | 1000 | gal |  | in |  | No |  | 4 | Yes | 5 | Yes | 0.25 | No | ([DepOfGrease] + [DepOfSolids]) / ([DepOfGrease] + [DepOfSolids] + [DepOfWater]) | 0.25 | Yes | (([DepOfGrease] + [DepOfSolids]) / ([DepOfGrease] + [DepOfSolids] + [DepOfWater])) * 1.05
|  |  |  | Summit Market | 9860 | 5008 Decatur Rd., Decatur Rd., 5008, Fort Wayne 46806
[7 empty] | EX200 | ABOVE-FLOOR | Located under the 3-Basin sink behind the meat counter |  | 2023-05-18 |  | 25 | gpm |  | in |  | No |  | 4 | Yes | 5 | Yes | 0.25 | No | ([DepOfGrease] + [DepOfSolids]) / ([DepOfGrease] + [DepOfSolids] + [DepOfWater]) | 0.25 | Yes | (([DepOfGrease] + [DepOfSolids]) / ([DepOfGrease] + [DepOfSolids] + [DepOfWater])) * 1.05
[7 empty] | EX201 | ABOVE-FLOOR | Located Left of 2-Basin sink behind meat counter |  | 2023-05-18 |  | 25 | gpm |  | in |  | No |  | 4 | Yes | 5 | Yes | 0.25 | No | ([DepOfGrease] + [DepOfSolids]) / ([DepOfGrease] + [DepOfSolids] + [DepOfWater]) | 0.25 | Yes | (([DepOfGrease] + [DepOfSolids]) / ([DepOfGrease] + [DepOfSolids] + [DepOfWater])) * 1.05
[7 empty] | EX202 | ABOVE-FLOOR | Located in the back storage area left of the 3-basin sink |  |  |  | 25 | gpm |  | in |  | No |  | 4 | Yes | 5 | Yes | 0.25 | No | ([DepOfGrease] + [DepOfSolids]) / ([DepOfGrease] + [DepOfSolids] + [DepOfWater]) | 0.25 | Yes | (([DepOfGrease] + [DepOfSolids]) / ([DepOfGrease] + [DepOfSolids] + [DepOfWater])) * 1.05
|  |  |  | Summit Middle School | 9807 | 4509 Homestead Rd., Homestead Rd., 4509, Fort Wayne 46814
[7 empty] | EX100 | OUTDOOR |  |  |  |  | 2000 | gal |  | in |  | No |  | 4 | Yes | 5 | Yes | 0.25 | No | ([DepOfGrease] + [DepOfSolids]) / ([DepOfGrease] + [DepOfSolids] + [DepOfWater]) | 0.25 | Yes | (([DepOfGrease] + [DepOfSolids]) / ([DepOfGrease] + [DepOfSolids] + [DepOfWater])) * 1.05
|  |  |  | Sunmaryar Asian Market | 18313 | 2908 Wayne Trace, Wayne Trace 2908, Fort Wayne 46806
|  |  |  | Sunrise Café | 10278 | 10230 Coldwater Rd., Coldwater Rd., 10230, Fort Wayne 46825
[7 empty] | EX200 | ABOVE-FLOOR | Located on the north wall of the dish area, under the left side of the 3 compartment sink. | Canplas |  |  | 20 | gpm |  | in | Every 2 Weeks | No | They were using an enzyme which they discontinued at the inspection on 11/23/2020 | 4 | Yes | 5 | Yes | 0.25 | No | ([DepOfGrease] + [DepOfSolids]) / ([DepOfGrease] + [DepOfSolids] + [DepOfWater]) | 0.25 | Yes | (([DepOfGrease] + [DepOfSolids]) / ([DepOfGrease] + [DepOfSolids] + [DepOfWater])) * 1.05
|  |  |  | Sunrise Mart | 9256 | 1235 Runnion Ave., Runnion Ave., 1235, Fort Wayne 46808
|  |  |  | Sunrise Mart/Antojitos Mexicanos El Viejon 2 | 9574 | 3105 N. Anthony Blvd., Anthony Blvd., N., 3105, Fort Wayne 46805
[7 empty] | EX100 | OUTDOOR | Behind Back door |  | 2024-02-13 |  | 1000 | gal |  | in |  | No |  | 4 | Yes | 5 | Yes | 0.25 | No | ([DepOfGrease] + [DepOfSolids]) / ([DepOfGrease] + [DepOfSolids] + [DepOfWater]) | 0.25 | Yes | (([DepOfGrease] + [DepOfSolids]) / ([DepOfGrease] + [DepOfSolids] + [DepOfWater])) * 1.05
|  |  |  | Sunset Catering | 10140 | 6809 S. Hanna St., Hanna St., S., 6809, Fort Wayne 46816
[7 empty] | EX200 | ABOVE-FLOOR | L of 3 basin sink | Canplas |  |  | 20 | gpm |  | in | Every 2 Weeks | No |  | 4 | Yes | 5 | Yes | 0.25 | No | ([DepOfGrease] + [DepOfSolids]) / ([DepOfGrease] + [DepOfSolids] + [DepOfWater]) | 0.25 | Yes | (([DepOfGrease] + [DepOfSolids]) / ([DepOfGrease] + [DepOfSolids] + [DepOfWater])) * 1.05
|  |  |  | Sunshine Laundry and Dry Cleaning Service | 9471 | 2439 W. Jefferson Blvd., Jefferson Blvd., W., 2439, Fort Wayne 46802
|  |  |  | Super Wash Inc. | 17476 | 2821 Lower Huntington Rd., Fort Wayne 46809
[7 empty] | EX200 | [6 empty] | gal |  | in |  | No |  | 4 | Yes | 5 | Yes | 0.25 | No | ([DepOfGrease] + [DepOfSolids]) / ([DepOfGrease] + [DepOfSolids] + [DepOfWater]) | 0.25 | Yes | (([DepOfGrease] + [DepOfSolids]) / ([DepOfGrease] + [DepOfSolids] + [DepOfWater])) * 1.05
|  |  |  | Superior Auto Wash | 9366 | 1804 W. Dupont Rd., Dupont Rd., W., 1804, Fort Wayne 46818
|  |  |  | Superior Van and Mobility | 9436 | 2218 Contractors Dr., Contractors Dr., 2218, Fort Wayne 46818
[7 empty] | EX311 | OUTDOOR | Concrete oil/Sand Separator - located on the southside of building and east of the ac unit |  | 2009-03-13 |  | 1000 | gal |  | in |  | Yes |  | 4 | Yes | 5 | Yes | 0.25 | No | ([DepOfGrease] + [DepOfSolids]) / ([DepOfGrease] + [DepOfSolids] + [DepOfWater]) | 0.25 | Yes | (([DepOfGrease] + [DepOfSolids]) / ([DepOfGrease] + [DepOfSolids] + [DepOfWater])) * 1.05
|  |  |  | Supermarket El Gordito | 18383 | 2836 S. Clinton St. Ste. 103, Fort Wayne 46806
[7 empty] | EX200 | ABOVE-FLOOR | Under the 3-basin sink in the back kitchen area |  |  |  | 20 | gpm |  | in | Every 2 Weeks | No |  | 4 | Yes | 5 | Yes | 0.25 | No | ([DepOfGrease] + [DepOfSolids]) / ([DepOfGrease] + [DepOfSolids] + [DepOfWater]) | 0.25 | Yes | (([DepOfGrease] + [DepOfSolids]) / ([DepOfGrease] + [DepOfSolids] + [DepOfWater])) * 1.05
|  |  |  | Supervalu | 17465 | 4815 Executive Blvd, Fort Wayne 46808
|  |  |  | Sweet Aviation Hanger & Offices (West) | 18442 | 11119 West Perimeter Rd., Fort Wayne 46809
[7 empty] | EX311 | OUTDOOR | Located on the Southwest Corner of the Bldg. |  | 2025-08-01 |  | 1000 | gal |  | in |  | Yes | Captures flow from the west hanger trench drains | 4 | Yes | 5 | Yes | 0.25 | No | ([DepOfGrease] + [DepOfSolids]) / ([DepOfGrease] + [DepOfSolids] + [DepOfWater]) | 0.25 | Yes | (([DepOfGrease] + [DepOfSolids]) / ([DepOfGrease] + [DepOfSolids] + [DepOfWater])) * 1.05
|  |  |  | Sweet Aviation Hanger (East) | 18445 | 11119 East Perimeter, Fort Wayne 46809
[7 empty] | EX311 | OUTDOOR | Located Northeast corner of the Bldg. |  | 2025-08-01 |  | 1000 | gal |  | in |  | Yes |  | 4 | Yes | 5 | Yes | 0.25 | No | ([DepOfGrease] + [DepOfSolids]) / ([DepOfGrease] + [DepOfSolids] + [DepOfWater]) | 0.25 | Yes | (([DepOfGrease] + [DepOfSolids]) / ([DepOfGrease] + [DepOfSolids] + [DepOfWater])) * 1.05
|  |  |  | Sweet Cars | 18401 | 2404 W. Jefferson Blvd., Fort Wayne 46802
|  |  |  | Sweet Monster | 10083 | 6421 Lima Rd., Lima Rd., 6421, Fort Wayne 46818
[7 empty] | EX200 | ABOVE-FLOOR | Located left of the 3 compartment sink in the kitchen, above the floor, along the south wall, grey metal, 20 gpm capacity. | Watte Drainage |  |  | 20 | gpm |  | in | Twice Weekly | No |  | 4 | Yes | 5 | Yes | 0.25 | No | ([DepOfGrease] + [DepOfSolids]) / ([DepOfGrease] + [DepOfSolids] + [DepOfWater]) | 0.25 | Yes | (([DepOfGrease] + [DepOfSolids]) / ([DepOfGrease] + [DepOfSolids] + [DepOfWater])) * 1.05
|  |  |  | Sweets on Main | 9019 | 123 W. Main St., Main St., W., 123, Fort Wayne 46802
[7 empty] | EX200 | ABOVE-FLOOR | L of 3 basin sink |  |  |  | 20 | gpm |  | in | Every 2 Weeks | No |  | 4 | Yes | 5 | Yes | 0.25 | No | ([DepOfGrease] + [DepOfSolids]) / ([DepOfGrease] + [DepOfSolids] + [DepOfWater]) | 0.25 | Yes | (([DepOfGrease] + [DepOfSolids]) / ([DepOfGrease] + [DepOfSolids] + [DepOfWater])) * 1.05
|  |  |  | Sweetwater Helicopter Hanger Bldg | 18063 | 6017 Leesburg Rd., Leesburg Rd., 6017, Fort Wayne 46818
[7 empty] | EX311 | OUTDOOR | oil/sand separator is on the east side of the building in the grass - straight out from the glass office doors on the eastside of the building |  | 2022-07-01 |  | 1000 | gal |  | in |  | Yes |  | 4 | Yes | 5 | Yes | 0.25 | No | ([DepOfGrease] + [DepOfSolids]) / ([DepOfGrease] + [DepOfSolids] + [DepOfWater]) | 0.25 | Yes | (([DepOfGrease] + [DepOfSolids]) / ([DepOfGrease] + [DepOfSolids] + [DepOfWater])) * 1.05
|  |  |  | Sweetwater Sound | 1267 | 5501 W. US 30, US 30, W., 5501, Fort Wayne 46818
[7 empty] | EX100 | OUTDOOR | Located just outside of door number 5. It is north of the building in handicapped parking stalls. | Unknown |  |  | 1000 | gal |  | in | Quarterly | No | 2 access manholes and there is an outlet tee nothing installed on the influent. | 4 | Yes | 5 | Yes | 0.25 | No | ([DepOfGrease] + [DepOfSolids]) / ([DepOfGrease] + [DepOfSolids] + [DepOfWater]) | 0.25 | Yes | (([DepOfGrease] + [DepOfSolids]) / ([DepOfGrease] + [DepOfSolids] + [DepOfWater])) * 1.05
[7 empty] | EX200 | ABOVE-FLOOR | Located in the basement in an alcove. It is placed overhead and a ladder is needed to access it. | J. R. Smith |  |  | 20 | gpm |  | in | Every 2 Weeks | No | To access you need go in the basement and use the ladder to get to the grease trap. It only services the upstairs drink station | 4 | Yes | 5 | Yes | 0.25 | No | ([DepOfGrease] + [DepOfSolids]) / ([DepOfGrease] + [DepOfSolids] + [DepOfWater]) | 0.25 | Yes | (([DepOfGrease] + [DepOfSolids]) / ([DepOfGrease] + [DepOfSolids] + [DepOfWater])) * 1.05
[7 empty] | EX500 |  | Above floor to the right of the 3 basin sink |  |  |  | 50 | gpm |  | in |  | Yes | They remodeled all of the kitchen and serving area and installed a 1000 gal grease interceptor outdoors | 4 | Yes | 5 | Yes | 0.25 | No | ([DepOfGrease] + [DepOfSolids]) / ([DepOfGrease] + [DepOfSolids] + [DepOfWater]) | 0.25 | Yes | (([DepOfGrease] + [DepOfSolids]) / ([DepOfGrease] + [DepOfSolids] + [DepOfWater])) * 1.05
|  |  |  | Sweetwater Warehouse 5 | 17787 | 5501 US Hwy 30, W., US Hwy 30, W., 5501, Fort Wayne 46818
[7 empty] | EX100 | OUTDOOR | NW of building in landscaping, 2 access manholes |  | 2020-01-01 |  | 1500 | gal |  | in | Quarterly | No |  | 4 | Yes | 5 | Yes | 0.25 | No | ([DepOfGrease] + [DepOfSolids]) / ([DepOfGrease] + [DepOfSolids] + [DepOfWater]) | 0.25 | Yes | (([DepOfGrease] + [DepOfSolids]) / ([DepOfGrease] + [DepOfSolids] + [DepOfWater])) * 1.05
|  |  |  | Sycamore Hills | HLR-121 | 1750 Sycamore Hill Drive, Fort Wayne 46803
|  |  |  | Sycamore Hills Golf Club | 10330 | 11836 Covington Rd., Covington Rd., 11836, Fort Wayne 46814
|  |  |  | Sycamore Hills Swim and Racquet Club | 9309 | 1511 Sycamore Hills Dr., Sycamore Hills Dr., 1511, Fort Wayne 46814
|  |  |  | TA Express | 9570 | 3037 Goshen Rd., Goshen Rd., 3037, Fort Wayne 46808
[7 empty] | EX160 | OUTDOOR | Located northwest of building in last parking stall near back door |  | 2019-08-30 |  | 1000 | gal |  | in | Quarterly | No | As of 2/27/19, rebar showing in center baffle. New 2 manhole interceptor was installed 8/30/2019. | 4 | Yes | 5 | Yes | 0.25 | No | ([DepOfGrease] + [DepOfSolids]) / ([DepOfGrease] + [DepOfSolids] + [DepOfWater]) | 0.25 | Yes | (([DepOfGrease] + [DepOfSolids]) / ([DepOfGrease] + [DepOfSolids] + [DepOfWater])) * 1.05
|  |  |  | Taco Bell | 10037 | 6224 Bluffton Rd., Bluffton Rd., 6224, Fort Wayne 46809
[7 empty] | EX100 | OUTDOOR | Near the drive thru in the grass | Unknown |  |  | 1000 | gal |  | in | Quarterly | No | There is an inlet half baffle and center baffle and an outlet tee. | 4 | Yes | 5 | Yes | 0.25 | No | ([DepOfGrease] + [DepOfSolids]) / ([DepOfGrease] + [DepOfSolids] + [DepOfWater]) | 0.25 | Yes | (([DepOfGrease] + [DepOfSolids]) / ([DepOfGrease] + [DepOfSolids] + [DepOfWater])) * 1.05
|  |  |  | Taco Bell | 10065 | 6343 W. Jefferson Blvd., Jefferson Blvd., W., 6343, Fort Wayne 46804
[7 empty] | EX100 | OUTDOOR |  |  |  |  | 1000 | gal |  | in |  | No |  | 4 | Yes | 5 | Yes | 0.25 | No | ([DepOfGrease] + [DepOfSolids]) / ([DepOfGrease] + [DepOfSolids] + [DepOfWater]) | 0.25 | Yes | (([DepOfGrease] + [DepOfSolids]) / ([DepOfGrease] + [DepOfSolids] + [DepOfWater])) * 1.05
|  |  |  | Taco Bell | 17835 | 1415 N Wayne St, Angola 46703
|  |  |  | Taco Bell | 18464 | 405 W. Jefferson Blvd., Fort Wayne 46802
[7 empty] | EX100 | OUTDOOR | South side of the building in the landscaping |  | 2025-11-04 |  | 1000 | gal |  | in |  | Yes |  | 4 | Yes | 5 | Yes | 0.25 | No | ([DepOfGrease] + [DepOfSolids]) / ([DepOfGrease] + [DepOfSolids] + [DepOfWater]) | 0.25 | Yes | (([DepOfGrease] + [DepOfSolids]) / ([DepOfGrease] + [DepOfSolids] + [DepOfWater])) * 1.05
|  |  |  | Taco Bell #35391 | 4209 | 4747 Coldwater Rd., Coldwater Rd., 4747, Fort Wayne 46825
[7 empty] | EX100 | OUTDOOR | West of the building in the grass. 2 access manhole | Unknown |  |  | 1200 | gal |  | in | Quarterly | No |  | 4 | Yes | 5 | Yes | 0.25 | No | ([DepOfGrease] + [DepOfSolids]) / ([DepOfGrease] + [DepOfSolids] + [DepOfWater]) | 0.25 | Yes | (([DepOfGrease] + [DepOfSolids]) / ([DepOfGrease] + [DepOfSolids] + [DepOfWater])) * 1.05
|  |  |  | Taco Bell #35394 | 1195 | 3320 St. Joe Ctr. Rd., St. Joe Ctr. Rd., 3320, Fort Wayne 46835
[7 empty] | EX120 | OUTDOOR | Located in parking stall south of delivery door, one access manhole over the center fiberglass baffle. | Unknown |  |  | 1000 | gal |  | in | Quarterly | No |  | 4 | Yes | 5 | Yes | 0.25 | No | ([DepOfGrease] + [DepOfSolids]) / ([DepOfGrease] + [DepOfSolids] + [DepOfWater]) | 0.25 | Yes | (([DepOfGrease] + [DepOfSolids]) / ([DepOfGrease] + [DepOfSolids] + [DepOfWater])) * 1.05
|  |  |  | Taco Bell #35397 | 8005 | 340 W. Jefferson Blvd., Jefferson Blvd., W., 340, Fort Wayne 46802
[7 empty] | EX100 | OUTDOOR | East of bldg in grass just past drive-thru menu. |  |  |  | 1000 | gal |  | in | Quarterly | No |  | 4 | Yes | 5 | Yes | 0.25 | No | ([DepOfGrease] + [DepOfSolids]) / ([DepOfGrease] + [DepOfSolids] + [DepOfWater]) | 0.25 | Yes | (([DepOfGrease] + [DepOfSolids]) / ([DepOfGrease] + [DepOfSolids] + [DepOfWater])) * 1.05
|  |  |  | Taco Bell #35401 | 1735 | 2020 N. Coliseum Blvd., Coliseum Blvd., N., 2020, Fort Wayne 46815
[7 empty] | EX100 | OUTDOOR | Next to back door, near drive thru lane. | Unknown |  |  | 1000 | gal |  | in |  | No | Pumped semi-annually | 4 | Yes | 5 | Yes | 0.25 | No | ([DepOfGrease] + [DepOfSolids]) / ([DepOfGrease] + [DepOfSolids] + [DepOfWater]) | 0.25 | Yes | (([DepOfGrease] + [DepOfSolids]) / ([DepOfGrease] + [DepOfSolids] + [DepOfWater])) * 1.05
|  |  |  | Taco Bell #35402 | 10111 | 6608 Lima Rd., Lima Rd., 6608, Fort Wayne 46818
[7 empty] | EX100 | OUTDOOR | Located southeast of building in landscape area Two access manholes. | Unknown |  |  | 1000 | gal |  | in |  | No |  | 4 | Yes | 5 | Yes | 0.25 | No | ([DepOfGrease] + [DepOfSolids]) / ([DepOfGrease] + [DepOfSolids] + [DepOfWater]) | 0.25 | Yes | (([DepOfGrease] + [DepOfSolids]) / ([DepOfGrease] + [DepOfSolids] + [DepOfWater])) * 1.05
|  |  |  | Taco Bell #35403 | 10263 | 10117 Lima Rd., Lima Rd., 10117, Fort Wayne 46818
[7 empty] | EX100 | OUTDOOR | Located south of the building in landscaping, two access manholes | Unknown |  |  | 1000 | gal |  | in | Quarterly | No |  | 4 | Yes | 5 | Yes | 0.25 | No | ([DepOfGrease] + [DepOfSolids]) / ([DepOfGrease] + [DepOfSolids] + [DepOfWater]) | 0.25 | Yes | (([DepOfGrease] + [DepOfSolids]) / ([DepOfGrease] + [DepOfSolids] + [DepOfWater])) * 1.05
|  |  |  | Taco Bell #35411 | 1172 | 3950 E. Dupont Rd., Dupont Rd., E., 3950, Fort Wayne 46825
[7 empty] | EX100 | OUTDOOR | South west corner of the building in the blacktop, two access manholes, near corner of building. | Unknown | 2013-10-07 |  | 1000 | gal |  | in | SemiAnnual | No |  | 4 | Yes | 5 | Yes | 0.25 | No | ([DepOfGrease] + [DepOfSolids]) / ([DepOfGrease] + [DepOfSolids] + [DepOfWater]) | 0.25 | Yes | (([DepOfGrease] + [DepOfSolids]) / ([DepOfGrease] + [DepOfSolids] + [DepOfWater])) * 1.05
|  |  |  | Taco Bell #35413 | 17369 | 1209 Reckeweg Rd., Reckeweg Rd., 1209, Fort Wayne 46804
[7 empty] | EX100 | OUTDOOR | Control Manhole located on the south west corner of the building |  | 2015-03-26 |  | 1000 | gal |  | in |  | No | plans say 1000 gal w/ 2 MHs - checked 7.17.23 | 4 | Yes | 5 | Yes | 0.25 | No | ([DepOfGrease] + [DepOfSolids]) / ([DepOfGrease] + [DepOfSolids] + [DepOfWater]) | 0.25 | Yes | (([DepOfGrease] + [DepOfSolids]) / ([DepOfGrease] + [DepOfSolids] + [DepOfWater])) * 1.05
|  |  |  | Taco Bell #36384 | 17758 | 7719 Southtown Crossing, Southtown Crossing, 7719, Fort Wayne 46816
[7 empty] | EX100 | OUTDOOR | S of building, 2 access manholes, inlet and outlet tees in place. | Unknown | 2019-10-10 |  | 1000 | gal |  | in | Every 2 months | No | plans say 1000 gal - checked 7.17.23 | 4 | Yes | 5 | Yes | 0.25 | No | ([DepOfGrease] + [DepOfSolids]) / ([DepOfGrease] + [DepOfSolids] + [DepOfWater]) | 0.25 | Yes | (([DepOfGrease] + [DepOfSolids]) / ([DepOfGrease] + [DepOfSolids] + [DepOfWater])) * 1.05
|  |  |  | Taco Bell #3857 | 1351 | 6211 Stellhorn Rd., Stellhorn Rd., 6211, Fort Wayne 46815
[7 empty] | EX100 | OUTDOOR | Located in front of drive thru window on south side of building | Unknown |  |  | 1000 | gal |  | in | SemiAnnual | No | needs an outlet downleg/tee as required by remodel | 4 | Yes | 5 | Yes | 0.25 | No | ([DepOfGrease] + [DepOfSolids]) / ([DepOfGrease] + [DepOfSolids] + [DepOfWater]) | 0.25 | Yes | (([DepOfGrease] + [DepOfSolids]) / ([DepOfGrease] + [DepOfSolids] + [DepOfWater])) * 1.05
|  |  |  | Taco Zone | 10089 | 6433 Bluffton Rd., Bluffton Rd., 6433, Fort Wayne 46809
[7 empty] | EX200 | ABOVE-FLOOR | Locatedbetween the pre-wash sink and the mop sink, above the floor, grey metal. | BK Resources |  |  | 20 | gpm |  | in | Every 2 Weeks | No |  | 4 | Yes | 5 | Yes | 0.25 | No | ([DepOfGrease] + [DepOfSolids]) / ([DepOfGrease] + [DepOfSolids] + [DepOfWater]) | 0.25 | Yes | (([DepOfGrease] + [DepOfSolids]) / ([DepOfGrease] + [DepOfSolids] + [DepOfWater])) * 1.05
|  |  |  | Tacos Arandas El Amish | 2984 | 2012 Broadway, Broadway, 2012, Fort Wayne 46802
[7 empty] | EX200 | ABOVE-FLOOR | Back corner of second room in basement | Zurn Industries, LLC | 2022-05-01 |  | 20 | gpm |  | in | Monthly | Yes |  | 4 | Yes | 5 | Yes | 0.25 | No | ([DepOfGrease] + [DepOfSolids]) / ([DepOfGrease] + [DepOfSolids] + [DepOfWater]) | 0.25 | Yes | (([DepOfGrease] + [DepOfSolids]) / ([DepOfGrease] + [DepOfSolids] + [DepOfWater])) * 1.05
[7 empty] | EX201 | ABOVE-FLOOR | First room of basement | Zurn Industries, LLC | 2022-05-01 |  | 20 | gpm |  | in | Monthly | Yes |  | 4 | Yes | 5 | Yes | 0.25 | No | ([DepOfGrease] + [DepOfSolids]) / ([DepOfGrease] + [DepOfSolids] + [DepOfWater]) | 0.25 | Yes | (([DepOfGrease] + [DepOfSolids]) / ([DepOfGrease] + [DepOfSolids] + [DepOfWater])) * 1.05
|  |  |  | Taj Mahal Indian Restaurant | 10076 | 6410 W. Jefferson Blvd. Ste. 9b, Jefferson Blvd., W., 6410 #9b, Fort Wayne 46804
|  |  |  | Take 5 Car Wash | 18165 | 1058 E. Coliseum Blvd., Fort Wayne 46803
[7 empty] | EX311 | OUTDOOR | Southwest of the facility in the parking spots for the vacuums. |  | 2023-06-22 |  | 2500 | gal |  | in |  | No |  | 4 | Yes | 5 | Yes | 0.25 | No | ([DepOfGrease] + [DepOfSolids]) / ([DepOfGrease] + [DepOfSolids] + [DepOfWater]) | 0.25 | Yes | (([DepOfGrease] + [DepOfSolids]) / ([DepOfGrease] + [DepOfSolids] + [DepOfWater])) * 1.05
|  |  |  | Take 5 Oil Change | 18104 | 9035 Lima Rd, Fort Wayne 46818
[7 empty] | EX311 | OUTDOOR | Oil Sand Separator located on the north side of the building, near the air condition unit |  |  |  | 500 | gal |  | in |  | No |  | 4 | Yes | 5 | Yes | 0.25 | No | ([DepOfGrease] + [DepOfSolids]) / ([DepOfGrease] + [DepOfSolids] + [DepOfWater]) | 0.25 | Yes | (([DepOfGrease] + [DepOfSolids]) / ([DepOfGrease] + [DepOfSolids] + [DepOfWater])) * 1.05
|  |  |  | Take 5 Oil Change | 18164 | 1050 E. Coliseum Blvd., Fort Wayne 46803
[7 empty] | EX311 |  | next to side door on the south side of the building |  | 2023-06-22 |  | 500 | gal |  | in |  | No |  | 4 | Yes | 5 | Yes | 0.25 | No | ([DepOfGrease] + [DepOfSolids]) / ([DepOfGrease] + [DepOfSolids] + [DepOfWater]) | 0.25 | Yes | (([DepOfGrease] + [DepOfSolids]) / ([DepOfGrease] + [DepOfSolids] + [DepOfWater])) * 1.05
|  |  |  | Tako Express Mexican Grill | 17460 | 4201 Coldwater Rd., Ste. FC-09, Coldwater Rd. FC-09., 4201, Fort Wayne 46805
[7 empty] | EX200 | ABOVE-FLOOR | Located under the 3 compartment sink, low profile, plastic. | Schier Products |  |  | 25 | gpm |  | in | Monthly | No |  | 4 | Yes | 5 | Yes | 0.25 | No | ([DepOfGrease] + [DepOfSolids]) / ([DepOfGrease] + [DepOfSolids] + [DepOfWater]) | 0.25 | Yes | (([DepOfGrease] + [DepOfSolids]) / ([DepOfGrease] + [DepOfSolids] + [DepOfWater])) * 1.05
|  |  |  | Tall Oaks High Rise | 10169 | 7300 Decatur Rd., Decatur Rd., 7300, Fort Wayne 46816
|  |  |  | Tall Rabbit Café/Utopian Coffee Roastery | 17340 | 2001 S Calhoun St., / 126 E. Williams St., Fort Wayne 46802
[7 empty] | EX200 | ABOVE-FLOOR | in basement | Canplas | 2014-10-22 |  | 25 | gpm |  | in |  | No |  | 4 | Yes | 5 | Yes | 0.25 | No | ([DepOfGrease] + [DepOfSolids]) / ([DepOfGrease] + [DepOfSolids] + [DepOfWater]) | 0.25 | Yes | (([DepOfGrease] + [DepOfSolids]) / ([DepOfGrease] + [DepOfSolids] + [DepOfWater])) * 1.05
|  |  |  | Tamarack Farms Dairy | 18341 | 1701 Tamarack Rd., Newark 43055
|  |  |  | Taqueria El Barrio | 9584 | 3123 S. Clinton St., Clinton St., S., 3123, Fort Wayne 46806
[7 empty] | EX200 | ABOVE-FLOOR | Under the 3-basin sink | Canplas | 2024-06-20 |  | 25 | gpm |  | in |  | Yes |  | 4 | Yes | 5 | Yes | 0.25 | No | ([DepOfGrease] + [DepOfSolids]) / ([DepOfGrease] + [DepOfSolids] + [DepOfWater]) | 0.25 | Yes | (([DepOfGrease] + [DepOfSolids]) / ([DepOfGrease] + [DepOfSolids] + [DepOfWater])) * 1.05
|  |  |  | Taqueria El Ranchito | 17302 | 4520 Parnell Ave., Fort Wayne 46802
[7 empty] | EX200 | ABOVE-FLOOR | Above floor right of dishwasher, white metal | Unknown |  |  | 25 | gpm |  | in | Every 2 Weeks | No |  | 4 | Yes | 5 | Yes | 0.25 | No | ([DepOfGrease] + [DepOfSolids]) / ([DepOfGrease] + [DepOfSolids] + [DepOfWater]) | 0.25 | Yes | (([DepOfGrease] + [DepOfSolids]) / ([DepOfGrease] + [DepOfSolids] + [DepOfWater])) * 1.05
[7 empty] | EX201 | ABOVE-FLOOR | R of 3B | Canplas | 2019-12-24 |  | 25 | gpm |  | in | Every 2 Weeks | No |  | 4 | Yes | 5 | Yes | 0.25 | No | ([DepOfGrease] + [DepOfSolids]) / ([DepOfGrease] + [DepOfSolids] + [DepOfWater]) | 0.25 | Yes | (([DepOfGrease] + [DepOfSolids]) / ([DepOfGrease] + [DepOfSolids] + [DepOfWater])) * 1.05
[7 empty] | EX202 | ABOVE-FLOOR | Storage Room - E of bar | Canplas | 2019-12-24 |  | 25 | gpm |  | in | Every 2 Weeks | No |  | 4 | Yes | 5 | Yes | 0.25 | No | ([DepOfGrease] + [DepOfSolids]) / ([DepOfGrease] + [DepOfSolids] + [DepOfWater]) | 0.25 | Yes | (([DepOfGrease] + [DepOfSolids]) / ([DepOfGrease] + [DepOfSolids] + [DepOfWater])) * 1.05
|  |  |  | Taqueria Rancho Alegre | 9928 | 5709 St. Joe Rd., Fort Wayne 46835
[7 empty] | EX200 | ABOVE-FLOOR | right of the 3-Basin sink |  | 2022-10-24 |  | 25 | gpm |  | in |  | Yes |  | 4 | Yes | 5 | Yes | 0.25 | No | ([DepOfGrease] + [DepOfSolids]) / ([DepOfGrease] + [DepOfSolids] + [DepOfWater]) | 0.25 | Yes | (([DepOfGrease] + [DepOfSolids]) / ([DepOfGrease] + [DepOfSolids] + [DepOfWater])) * 1.05
[7 empty] | EX201 | ABOVE-FLOOR | Located left of pre-wash sink |  | 2022-10-24 |  | 25 | gpm |  | in |  | Yes |  | 4 | Yes | 5 | Yes | 0.25 | No | ([DepOfGrease] + [DepOfSolids]) / ([DepOfGrease] + [DepOfSolids] + [DepOfWater]) | 0.25 | Yes | (([DepOfGrease] + [DepOfSolids]) / ([DepOfGrease] + [DepOfSolids] + [DepOfWater])) * 1.05
|  |  |  | Taqueria Salsa Grille | 1240 | 2031 Broadway, Broadway, 2031, Fort Wayne 46802
[7 empty] | EX200 | ABOVE-FLOOR | Located to left of prewash sink along south kitchen wall | Schier Products |  |  | 20 | gpm |  | in | Every 2 Weeks | No |  | 4 | Yes | 5 | Yes | 0.25 | No | ([DepOfGrease] + [DepOfSolids]) / ([DepOfGrease] + [DepOfSolids] + [DepOfWater]) | 0.25 | Yes | (([DepOfGrease] + [DepOfSolids]) / ([DepOfGrease] + [DepOfSolids] + [DepOfWater])) * 1.05
|  |  |  | Tara Cooperative Apartments | 9067 | 350 Essex Lane, Essex Lane, 350, Fort Wayne 46825
|  |  |  | Target | 10019 | 6119 Stellhorn Rd., Stellhorn Rd., 6119, Fort Wayne 46815
[7 empty] | EX100 | OUTDOOR | Sidewalk right of entrance |  | 2021-10-06 |  | 1000 | gal |  | in | Quarterly | Yes |  | 4 | Yes | 5 | Yes | 0.25 | No | ([DepOfGrease] + [DepOfSolids]) / ([DepOfGrease] + [DepOfSolids] + [DepOfWater]) | 0.25 | Yes | (([DepOfGrease] + [DepOfSolids]) / ([DepOfGrease] + [DepOfSolids] + [DepOfWater])) * 1.05
|  |  |  | Target | 9212 | 1102 S. Thomas Rd., Thomas Rd., S., 1102, Fort Wayne 46804
|  |  |  | Target # 2217 (Starbucks & Pizza Hut) | 9701 | 3801 Coldwater Rd., Coldwater Rd., 3801, Fort Wayne 46805
[7 empty] | EX200 | IN-FLOOR | In the floor in the back store room for concession area ( Pizza Hut & Starbucks) |  |  |  | 35 | gpm |  | in | Monthly | No |  | 4 | Yes | 5 | Yes | 0.25 | No | ([DepOfGrease] + [DepOfSolids]) / ([DepOfGrease] + [DepOfSolids] + [DepOfWater]) | 0.25 | Yes | (([DepOfGrease] + [DepOfSolids]) / ([DepOfGrease] + [DepOfSolids] + [DepOfWater])) * 1.05
|  |  |  | Taste of the South | 18175 | 805 E. Pontiac St., Fort Wayne 46803
|  |  |  | Tayes Treats LLC | 9780 | 4201 Coldwater Rd., Ste. FC-02, Coldwater Rd., 4201, Ste. FC-02, Fort Wayne 46805
[7 empty] | EX200 | IN-FLOOR | In floor under shelving next to walk in fridge |  |  |  |  | gal |  | in |  | No |  | 4 | Yes | 5 | Yes | 0.25 | No | ([DepOfGrease] + [DepOfSolids]) / ([DepOfGrease] + [DepOfSolids] + [DepOfWater]) | 0.25 | Yes | (([DepOfGrease] + [DepOfSolids]) / ([DepOfGrease] + [DepOfSolids] + [DepOfWater])) * 1.05
|  |  |  | Taylor Chapel United Methodist Church | 10268 | 10145 Maysville Rd., Maysville Rd., 10145, Fort Wayne 46835
[7 empty] | EX100 | OUTDOOR | Backdoor of facility - between building and baseball pitch |  |  |  | 1000 | gal |  | in |  | No | cement ring were removed 8.5.22 | 4 | Yes | 5 | Yes | 0.25 | No | ([DepOfGrease] + [DepOfSolids]) / ([DepOfGrease] + [DepOfSolids] + [DepOfWater]) | 0.25 | Yes | (([DepOfGrease] + [DepOfSolids]) / ([DepOfGrease] + [DepOfSolids] + [DepOfWater])) * 1.05
|  |  |  | Tazza Café | 17905 | 5991 Bluffton Rd, Fort Wayne 46809
[7 empty] | EX200 | IN-FLOOR | Located under 3 compartment sink | Zurn Industries, LLC |  |  | 20 | gpm |  | in | Every 2 Weeks | No |  | 4 | Yes | 5 | Yes | 0.25 | No | ([DepOfGrease] + [DepOfSolids]) / ([DepOfGrease] + [DepOfSolids] + [DepOfWater]) | 0.25 | Yes | (([DepOfGrease] + [DepOfSolids]) / ([DepOfGrease] + [DepOfSolids] + [DepOfWater])) * 1.05
|  |  |  | TCBY | 10084 | 6422 E. State Blvd., State Blvd., E., 6422, Fort Wayne 46815
[7 empty] | EX200 |  | Under the three basin sink. Wasn't a sticker indicating size look to be <5 gallons |  |  |  |  | gal |  | in |  | No |  | 4 | Yes | 5 | Yes | 0.25 | No | ([DepOfGrease] + [DepOfSolids]) / ([DepOfGrease] + [DepOfSolids] + [DepOfWater]) | 0.25 | Yes | (([DepOfGrease] + [DepOfSolids]) / ([DepOfGrease] + [DepOfSolids] + [DepOfWater])) * 1.05
[7 empty] | EX201 | ABOVE-FLOOR | in cabinet under hand sink in front |  |  |  |  | gal |  | in |  | No | <5 gallons | 4 | Yes | 5 | Yes | 0.25 | No | ([DepOfGrease] + [DepOfSolids]) / ([DepOfGrease] + [DepOfSolids] + [DepOfWater]) | 0.25 | Yes | (([DepOfGrease] + [DepOfSolids]) / ([DepOfGrease] + [DepOfSolids] + [DepOfWater])) * 1.05
|  |  |  | Ted's Snack + Bar/Promenade Park Pavilion/Promenade Park Pavilion (CUGC) | 17704 | 202 W. Superior St., Superior St., W., 202, Fort Wayne 46802
[7 empty] | EX160 | OUTDOOR | Located south of pavilion, two access manholes |  |  |  | 1000 | gal |  | in |  | Yes | Shared by Trubble and Promenade Park Pavilion | 4 | Yes | 5 | Yes | 0.25 | No | ([DepOfGrease] + [DepOfSolids]) / ([DepOfGrease] + [DepOfSolids] + [DepOfWater]) | 0.25 | Yes | (([DepOfGrease] + [DepOfSolids]) / ([DepOfGrease] + [DepOfSolids] + [DepOfWater])) * 1.05
|  |  |  | Tek Coat and Spray | 9719 | 3900 Transportation Dr., Transportation Dr., 3900, Fort Wayne 46818
|  |  |  | Temple Congregation Achduth Vesholom | 17742 | 5200 Old Mill Rd., Old Mill Rd., 5200, Fort Wayne 46807
[7 empty] | EX150 | ABOVE-FLOOR | Solids interceptor plumbed to prewash sink | Unknown | 2020-02-21 |  |  | gal |  | in | Twice Weekly | Yes |  | 4 | Yes | 5 | Yes | 0.25 | No | ([DepOfGrease] + [DepOfSolids]) / ([DepOfGrease] + [DepOfSolids] + [DepOfWater]) | 0.25 | Yes | (([DepOfGrease] + [DepOfSolids]) / ([DepOfGrease] + [DepOfSolids] + [DepOfWater])) * 1.05
[7 empty] | EX151 | ABOVE-FLOOR | Solids interceptor plumbed to 3 basin sink |  | 2020-02-21 |  |  | gal |  | in | Twice Weekly | Yes |  | 4 | Yes | 5 | Yes | 0.25 | No | ([DepOfGrease] + [DepOfSolids]) / ([DepOfGrease] + [DepOfSolids] + [DepOfWater]) | 0.25 | Yes | (([DepOfGrease] + [DepOfSolids]) / ([DepOfGrease] + [DepOfSolids] + [DepOfWater])) * 1.05
[7 empty] | EX200 | ABOVE-FLOOR | Corner of kitchen, cast iron, low-profile. | Unknown |  |  | 20 | gpm |  | in | Annual | No |  | 4 | Yes | 5 | Yes | 0.25 | No | ([DepOfGrease] + [DepOfSolids]) / ([DepOfGrease] + [DepOfSolids] + [DepOfWater]) | 0.25 | Yes | (([DepOfGrease] + [DepOfSolids]) / ([DepOfGrease] + [DepOfSolids] + [DepOfWater])) * 1.05
|  |  |  | Tequila Mexican Restaurant | 10060 | 6328 W. Jefferson Blvd., Jefferson Blvd., W., 6328, Fort Wayne 46804
|  |  |  | Test=FSE-COOP | 18065 | Test, Fort Wayne 46803
|  |  |  | Texas Roadhouse #56 | 8011 | 710 W. Washington Ctr. Rd., Washington Ctr. Rd., W., 710, Fort Wayne 46825
[7 empty] | EX100 | OUTDOOR | Located behind building, 3 access manholes | Unknown |  |  | 2500 | gal |  | in | Quarterly | No | Interceptor was replaced 2021 | 4 | Yes | 5 | Yes | 0.25 | No | ([DepOfGrease] + [DepOfSolids]) / ([DepOfGrease] + [DepOfSolids] + [DepOfWater]) | 0.25 | Yes | (([DepOfGrease] + [DepOfSolids]) / ([DepOfGrease] + [DepOfSolids] + [DepOfWater])) * 1.05
|  |  |  | Thai Diner Restaurant | 1259 | 5129 Illinois Rd. Ste. 123, Illinois Rd., 5129 Ste 123, Fort Wayne 46804
[7 empty] | EX200 | IN-FLOOR | In-floor to the left of the 3 basin sink in kitchen |  |  |  | 20 | gpm |  | in | Weekly | No |  | 4 | Yes | 5 | Yes | 0.25 | No | ([DepOfGrease] + [DepOfSolids]) / ([DepOfGrease] + [DepOfSolids] + [DepOfWater]) | 0.25 | Yes | (([DepOfGrease] + [DepOfSolids]) / ([DepOfGrease] + [DepOfSolids] + [DepOfWater])) * 1.05
|  |  |  | Thai Garden | 18358 | 10376 Leo Rd. Ste B, Fort Wayne 46825
[7 empty] | EX200 | ABOVE-FLOOR | right of the 3-basin sink | Zurn | 2023-05-03 |  | 20 | gpm |  | in |  | Yes |  | 4 | Yes | 5 | Yes | 0.25 | No | ([DepOfGrease] + [DepOfSolids]) / ([DepOfGrease] + [DepOfSolids] + [DepOfWater]) | 0.25 | Yes | (([DepOfGrease] + [DepOfSolids]) / ([DepOfGrease] + [DepOfSolids] + [DepOfWater])) * 1.05
[7 empty] | EX201 | IN-FLOOR | In front of the Wok stove | Schier Products | 2023-05-16 |  | 25 | gpm |  | in |  | Yes |  | 4 | Yes | 5 | Yes | 0.25 | No | ([DepOfGrease] + [DepOfSolids]) / ([DepOfGrease] + [DepOfSolids] + [DepOfWater]) | 0.25 | Yes | (([DepOfGrease] + [DepOfSolids]) / ([DepOfGrease] + [DepOfSolids] + [DepOfWater])) * 1.05
|  |  |  | Thameelay Market LLC | 18178 | 5608 Decatur Rd., Fort Wayne 46806
|  |  |  | Than Saigon Oriental Market | 9677 | 3610 S. Calhoun St., Calhoun St., S., 3610, Fort Wayne 46807
[7 empty] | EX600 | [8 empty] | in |  | No | as of 6/28/2021 | 4 | Yes | 5 | Yes | 0.25 | No | ([DepOfGrease] + [DepOfSolids]) / ([DepOfGrease] + [DepOfSolids] + [DepOfWater]) | 0.25 | Yes | (([DepOfGrease] + [DepOfSolids]) / ([DepOfGrease] + [DepOfSolids] + [DepOfWater])) * 1.05
|  |  |  | That Beverage Company | 17511 | 810 Donnell Ave, Donnell Ave., 810, Fort Wayne 46808
|  |  |  | The Abstract | 9231 | 1126 Broadway, Fort Wayne 46802
[7 empty] | EX200 | ABOVE-FLOOR | Located to the right of 3 basin sink | Zurn | 2024-03-28 |  | 20 | gpm |  | in |  | Yes |  | 4 | Yes | 5 | Yes | 0.25 | No | ([DepOfGrease] + [DepOfSolids]) / ([DepOfGrease] + [DepOfSolids] + [DepOfWater]) | 0.25 | Yes
[7 empty] | EX201 | ABOVE-FLOOR | Under and to the left of the pre-wash | Zurn | 2024-03-28 |  | 20 | gpm |  | in |  | Yes |  | 4 | Yes | 5 | Yes | 0.25 | No | ([DepOfGrease] + [DepOfSolids]) / ([DepOfGrease] + [DepOfSolids] + [DepOfWater]) | 0.25 | Yes | (([DepOfGrease] + [DepOfSolids]) / ([DepOfGrease] + [DepOfSolids] + [DepOfWater])) * 1.05
|  |  |  | The Barn | 18216 | 9424 Bluffton Rd., Bluffton Rd., 9424, Fort Wayne 46809
[7 empty] | EX311 | OUTDOOR | Located on the West side of the building in the cement at the entrance of the southern most bay door |  | 2023-12-21 |  | 1000 | gal |  | in |  | Yes |  | 4 | Yes | 5 | Yes | 0.25 | No | ([DepOfGrease] + [DepOfSolids]) / ([DepOfGrease] + [DepOfSolids] + [DepOfWater]) | 0.25 | Yes | (([DepOfGrease] + [DepOfSolids]) / ([DepOfGrease] + [DepOfSolids] + [DepOfWater])) * 1.05
|  |  |  | The Bell Mansion Event Center | 17473 | 420 West Wayne St., Wayne St., W., 420, Fort Wayne 46803
|  |  |  | The Bluebird | 3224 | 4410 Bluffton Rd., Bluffton Rd., 4410, Fort Wayne 46809
[7 empty] | EX200 | ABOVE-FLOOR | Located in kitchen to right of 3-basin sink | Unknown |  |  | 15 | gpm |  | in | Weekly | No |  | 4 | Yes | 5 | Yes | 0.25 | No | ([DepOfGrease] + [DepOfSolids]) / ([DepOfGrease] + [DepOfSolids] + [DepOfWater]) | 0.25 | Yes | (([DepOfGrease] + [DepOfSolids]) / ([DepOfGrease] + [DepOfSolids] + [DepOfWater])) * 1.05
[7 empty] | EX201 | ABOVE-FLOOR | Above floor beneath the pre-wash sink |  |  |  | 20 | gpm |  | in | Weekly | Yes |  | 4 | Yes | 5 | Yes | 0.25 | No | ([DepOfGrease] + [DepOfSolids]) / ([DepOfGrease] + [DepOfSolids] + [DepOfWater]) | 0.25 | Yes | (([DepOfGrease] + [DepOfSolids]) / ([DepOfGrease] + [DepOfSolids] + [DepOfWater])) * 1.05
|  |  |  | The Boys and Girls Club of Fort Wayne | 9493 | 2609 Fairfield Ave., Fairfield Ave., 2609, Fort Wayne 46807
[7 empty] | EX100 | OUTDOOR | Located N of building in sidewalk near back door to kitchen, two access manholes |  |  |  | 1000 | gal |  | in | Quarterly | No |  | 4 | Yes | 5 | Yes | 0.25 | No | ([DepOfGrease] + [DepOfSolids]) / ([DepOfGrease] + [DepOfSolids] + [DepOfWater]) | 0.25 | Yes | (([DepOfGrease] + [DepOfSolids]) / ([DepOfGrease] + [DepOfSolids] + [DepOfWater])) * 1.05
|  |  |  | The Bradley - Arbor/Birdie's | 17910 | 204 W. Main St., Fort Wayne 46802
[7 empty] | EX100 | OUTDOOR | North side of building just outside of 1st floor restaurant's back door. | Midwest Tile | 2021-05-06 |  | 1000 | gal |  | in | Quarterly | No |  | 4 | Yes | 5 | Yes | 0.25 | No | ([DepOfGrease] + [DepOfSolids]) / ([DepOfGrease] + [DepOfSolids] + [DepOfWater]) | 0.25 | Yes | (([DepOfGrease] + [DepOfSolids]) / ([DepOfGrease] + [DepOfSolids] + [DepOfWater])) * 1.05
|  |  |  | The Breakfast Clubb | 18027 | 3232 Saint Joe Ctr. Rd., Fort Wayne 46835
[7 empty] | EX200 | IN-FLOOR | In-floor GT located under the 3-basin sink | [6 empty] | in |  | No |  | 4 | Yes | 5 | Yes | 0.25 | No | ([DepOfGrease] + [DepOfSolids]) / ([DepOfGrease] + [DepOfSolids] + [DepOfWater]) | 0.25 | Yes | (([DepOfGrease] + [DepOfSolids]) / ([DepOfGrease] + [DepOfSolids] + [DepOfWater])) * 1.05
[7 empty] | EX201 | ABOVE-FLOOR | Right of dishwasher |  | 2023-03-29 |  | 20 | gpm |  | in |  | No |  | 4 | Yes | 5 | Yes | 0.25 | No | ([DepOfGrease] + [DepOfSolids]) / ([DepOfGrease] + [DepOfSolids] + [DepOfWater]) | 0.25 | Yes | (([DepOfGrease] + [DepOfSolids]) / ([DepOfGrease] + [DepOfSolids] + [DepOfWater])) * 1.05
|  |  |  | The Chapel Christian Church | 18315 | 2505 W. Hamilton Rd., Fort Wayne 46804
|  |  |  | The Charles | 9586 | 3127 Carroll Rd., Carroll Rd., 3127, Fort Wayne 46818
[7 empty] | EX200 | IN-FLOOR | Indoor, in floor under three basin sink | San-i-Tech |  |  | 20 | gpm |  | in | Every 2 Weeks | No | Trap was installed before 3/8/17 with previous establishment. | 4 | Yes | 5 | Yes | 0.25 | No | ([DepOfGrease] + [DepOfSolids]) / ([DepOfGrease] + [DepOfSolids] + [DepOfWater]) | 0.25 | Yes | (([DepOfGrease] + [DepOfSolids]) / ([DepOfGrease] + [DepOfSolids] + [DepOfWater])) * 1.05
|  |  |  | The Chateau On Broadway | 9473 | 2441 Broadway, Broadway, 2441, Fort Wayne 46807
[7 empty] | EX100 | OUTDOOR | Located on the north side of the building in the mulch, one access manhole. |  |  |  | 1000 | gal |  | in | Quarterly | No |  | 4 | Yes | 5 | Yes | 0.25 | No | ([DepOfGrease] + [DepOfSolids]) / ([DepOfGrease] + [DepOfSolids] + [DepOfWater]) | 0.25 | Yes | (([DepOfGrease] + [DepOfSolids]) / ([DepOfGrease] + [DepOfSolids] + [DepOfWater])) * 1.05
|  |  |  | The Courtyard of Fort Wayne | 1277 | 530 Home Ave., Home Ave., 530, Fort Wayne 46807
[7 empty] | EX120 | OUTDOOR | In-ground Located North of building outside kitchen windows, 15 gpm solids interceptor installed |  |  |  | 1000 | gal |  | in | Quarterly | No |  | 4 | Yes | 5 | Yes | 0.25 | No | ([DepOfGrease] + [DepOfSolids]) / ([DepOfGrease] + [DepOfSolids] + [DepOfWater]) | 0.25 | Yes | (([DepOfGrease] + [DepOfSolids]) / ([DepOfGrease] + [DepOfSolids] + [DepOfWater])) * 1.05
|  |  |  | The Deck - Outdoor seating & bar | 17381 | 305 E. Superior St., Fort Wayne 46802
[7 empty] | EX200 | ABOVE-FLOOR | next to the three basin sink |  |  |  | 10 | gpm |  | in |  | No |  | 4 | Yes | 5 | Yes | 0.25 | No | ([DepOfGrease] + [DepOfSolids]) / ([DepOfGrease] + [DepOfSolids] + [DepOfWater]) | 0.25 | Yes | (([DepOfGrease] + [DepOfSolids]) / ([DepOfGrease] + [DepOfSolids] + [DepOfWater])) * 1.05
|  |  |  | The Destiny Dome Embassy/Parkview Studios | 9655 | 3501 Harris Rd., Harris Rd., 3501, Fort Wayne 46808
|  |  |  | The Eden | 18409 | 14013 Emanuel Rd., Hoagland 46745
[7 empty] | EX200 | ABOVE-FLOOR | Kitchen under 3-basin sink |  | 2024-10-03 |  | 20 | gpm |  | in |  | Yes |  | 4 | Yes | 5 | Yes | 0.25 | No | ([DepOfGrease] + [DepOfSolids]) / ([DepOfGrease] + [DepOfSolids] + [DepOfWater]) | 0.25 | Yes | (([DepOfGrease] + [DepOfSolids]) / ([DepOfGrease] + [DepOfSolids] + [DepOfWater])) * 1.05
|  |  |  | The Fairfield weddings & Events | 18331 | 1510 Fairfield Ave. Ste. 301, Fort Wayne 46802
[7 empty] | EX100 | OUTDOOR | Behind the building, West most control manhole |  | 2024-11-07 |  | 1000 | gal |  | in | Quarterly | Yes |  | 4 | Yes | 5 | Yes | 0.25 | No | ([DepOfGrease] + [DepOfSolids]) / ([DepOfGrease] + [DepOfSolids] + [DepOfWater]) | 0.25 | Yes | (([DepOfGrease] + [DepOfSolids]) / ([DepOfGrease] + [DepOfSolids] + [DepOfWater])) * 1.05
|  |  |  | The Famous Taco | 18457 | 6654 W. Jefferson Blvd., Fort Wayne 46804
|  |  |  | The Famous Taco | 9735 | 4104 N. Clinton St., Clinton St., N., 4104, Fort Wayne 46805
[7 empty] | EX200 | ABOVE-FLOOR | next to the three basin sink |  |  |  | 20 | gpm |  | in |  | No |  | 4 | Yes | 5 | Yes | 0.25 | No | ([DepOfGrease] + [DepOfSolids]) / ([DepOfGrease] + [DepOfSolids] + [DepOfWater]) | 0.25 | Yes | (([DepOfGrease] + [DepOfSolids]) / ([DepOfGrease] + [DepOfSolids] + [DepOfWater])) * 1.05
|  |  |  | The Friendly Fox | 10358 | 4001 S. Wayne Ave., Wayne Ave., S., 4001, Fort Wayne 46807
|  |  |  | The Goddard School | 17798 | 8766 Coldwater Rd., Coldwater Rd., 8766, Fort Wayne 46825
[7 empty] | EX100 | OUTDOOR | Located west of the building. | Unknown | 2020-04-10 |  | 1000 | gal |  | in |  | Yes | Outlet tee and down-leg in place, no inlet tee. 2MHs. | 4 | Yes | 5 | Yes | 0.25 | No | ([DepOfGrease] + [DepOfSolids]) / ([DepOfGrease] + [DepOfSolids] + [DepOfWater]) | 0.25 | Yes | (([DepOfGrease] + [DepOfSolids]) / ([DepOfGrease] + [DepOfSolids] + [DepOfWater])) * 1.05
|  |  |  | The Golf Garage | 17874 | 4734 Parnell Ave., Parnell Ave., 4734, Fort Wayne 46825
[7 empty] | EX200 | ABOVE-FLOOR | Small grease trap located under the 3 basin sink in the back kitchen area next to the bar. | Watts Water Technology |  |  | 4 | gpm |  | in | Every 2 Weeks | No | Not going to be used often. They will serve prepacked microwave food. | 4 | Yes | 5 | Yes | 0.25 | No | ([DepOfGrease] + [DepOfSolids]) / ([DepOfGrease] + [DepOfSolids] + [DepOfWater]) | 0.25 | Yes | (([DepOfGrease] + [DepOfSolids]) / ([DepOfGrease] + [DepOfSolids] + [DepOfWater])) * 1.05
|  |  |  | The Grind | 9777 | 4201 Coldwater Rd., Ste. D-03B, Coldwater Rd., 4201, Ste. D-03B, Fort Wayne 46805
[7 empty] | EX200 | IN-FLOOR | In front of 3 basin sink |  |  |  |  | gal |  | in | Quarterly | No |  | 4 | Yes | 5 | Yes | 0.25 | No | ([DepOfGrease] + [DepOfSolids]) / ([DepOfGrease] + [DepOfSolids] + [DepOfWater]) | 0.25 | Yes | (([DepOfGrease] + [DepOfSolids]) / ([DepOfGrease] + [DepOfSolids] + [DepOfWater])) * 1.05
[7 empty] | EX800 | ABOVE-FLOOR | in the cabinets behind the front counter |  |  |  | 20 | gpm |  | in |  | No |  | 4 | Yes | 5 | Yes | 0.25 | No | ([DepOfGrease] + [DepOfSolids]) / ([DepOfGrease] + [DepOfSolids] + [DepOfWater]) | 0.25 | Yes | (([DepOfGrease] + [DepOfSolids]) / ([DepOfGrease] + [DepOfSolids] + [DepOfWater])) * 1.05
|  |  |  | The Grub | 9265 | 1307 Oxford St., Oxford St., 1307, Fort Wayne 46806
[7 empty] | EX200 | ABOVE-FLOOR | 4 gpm, stainless steel, under sink, above floor grease interceptor | Unknown | 2017-05-17 |  | 4 | gpm |  | in | Every 2 Weeks | No |  | 4 | Yes | 5 | Yes | 0.25 | No | ([DepOfGrease] + [DepOfSolids]) / ([DepOfGrease] + [DepOfSolids] + [DepOfWater]) | 0.25 | Yes | (([DepOfGrease] + [DepOfSolids]) / ([DepOfGrease] + [DepOfSolids] + [DepOfWater])) * 1.05
|  |  |  | The Happy Taco | 18375 | 425 E. Lewis St., Fort Wayne 46802
[7 empty] | EX200 | ABOVE-FLOOR | right of the 3-basin sink | BK Resources |  |  | 20 | gpm |  | in |  | No |  | 4 | Yes | 5 | Yes | 0.25 | No | ([DepOfGrease] + [DepOfSolids]) / ([DepOfGrease] + [DepOfSolids] + [DepOfWater]) | 0.25 | Yes | (([DepOfGrease] + [DepOfSolids]) / ([DepOfGrease] + [DepOfSolids] + [DepOfWater])) * 1.05
|  |  |  | The Harrison - BND | 0947 | 301 W. Jefferson Blvd., Jefferson Blvd., W., 301, Fort Wayne 46802
[7 empty] | EX100 | OUTDOOR | Located on East end of the building North side - for Suite 100 (copper spoon) | Unknown | 2012-09-04 |  | 1000 | gal |  | in |  | Yes |  | 4 | Yes | 5 | Yes | 0.25 | No | ([DepOfGrease] + [DepOfSolids]) / ([DepOfGrease] + [DepOfSolids] + [DepOfWater]) | 0.25 | Yes | (([DepOfGrease] + [DepOfSolids]) / ([DepOfGrease] + [DepOfSolids] + [DepOfWater])) * 1.05
[7 empty] | EX160 | OUTDOOR | Located on West end of the building on the North side, west of EX001- for suite 130, 135, & 145 | Unknown | 2012-09-04 |  | 1000 | gal |  | in | Quarterly | Yes |  | 4 | Yes | 5 | Yes | 0.25 | No | ([DepOfGrease] + [DepOfSolids]) / ([DepOfGrease] + [DepOfSolids] + [DepOfWater]) | 0.25 | Yes | (([DepOfGrease] + [DepOfSolids]) / ([DepOfGrease] + [DepOfSolids] + [DepOfWater])) * 1.05
|  |  |  | The Heart of Asian Fusion | 17444 | 1122 Taylor St., Fort Wayne 46802
[7 empty] | EX200 | ABOVE-FLOOR | Left of 3-basin sink, on top of old grease trap | Schier Products | 2023-03-16 |  | 20 | gpm |  | in |  | No |  | 4 | Yes | 5 | Yes | 0.25 | No | ([DepOfGrease] + [DepOfSolids]) / ([DepOfGrease] + [DepOfSolids] + [DepOfWater]) | 0.25 | Yes | (([DepOfGrease] + [DepOfSolids]) / ([DepOfGrease] + [DepOfSolids] + [DepOfWater])) * 1.05
[7 empty] | EX500 | IN-FLOOR | In floor to left of three basin sink |  |  |  | 20 | gpm |  | in |  | No | will either need repaired or replaced 2.28.23 the floor drain is still connected but facility says they will cover it. It is just closed up and a new one was put on top of it 3.16.23 | 4 | Yes | 5 | Yes | 0.25 | No | ([DepOfGrease] + [DepOfSolids]) / ([DepOfGrease] + [DepOfSolids] + [DepOfWater]) | 0.25 | Yes | (([DepOfGrease] + [DepOfSolids]) / ([DepOfGrease] + [DepOfSolids] + [DepOfWater])) * 1.05
|  |  |  | The Hive Coffee House | 18303 | 7120 Homestead Rd., Fort Wayne 46814
|  |  |  | The Home Plate | 18015 | 6033 Maplecrest Rd., Fort Wayne 46835
[7 empty] | EX200 | ABOVE-FLOOR | indoor grease interceptor under 3-B sink, 20 gpm, recommended monthly cleaning by owners. Inlet and outlet baffles functional. | canp195 |  |  | 20 | gpm |  | in | Monthly | No |  | 4 | Yes | 5 | Yes | 0.25 | No | ([DepOfGrease] + [DepOfSolids]) / ([DepOfGrease] + [DepOfSolids] + [DepOfWater]) | 0.25 | Yes | (([DepOfGrease] + [DepOfSolids]) / ([DepOfGrease] + [DepOfSolids] + [DepOfWater])) * 1.05
|  |  |  | The Italian Connection | 3292 | 2725 Taylor St., Taylor St., 2725, Fort Wayne 46802
|  |  |  | The Journey Meethodist Church | 9670 | 3536 W. Wallen Rd., Wallen Rd., W., 3536, Fort Wayne 46818
|  |  |  | The Kaizen Center | 10153 | 7100 W. Jefferson Blvd., Jefferson Blvd., W., 7100, Fort Wayne 46804
|  |  |  | The Landing | 17753 | 111 W. Columbia St., Fort Wayne 46802
|  |  |  | The Landmark Conference and Reception Center | 17501 | 6222 Ellison Rd., Fort Wayne 46804
|  |  |  | The Light House Coffee Bar | 17852 | 5928 Trier Rd., Fort Wayne 46815
[7 empty] | EX200 | ABOVE-FLOOR | Located under the 3 compartment sink at the south wall of the coffee station. | Yescom | 2020-09-23 |  | 5 | gpm |  | in |  | No |  | 4 | Yes | 5 | Yes | 0.25 | No | ([DepOfGrease] + [DepOfSolids]) / ([DepOfGrease] + [DepOfSolids] + [DepOfWater]) | 0.25 | Yes | (([DepOfGrease] + [DepOfSolids]) / ([DepOfGrease] + [DepOfSolids] + [DepOfWater])) * 1.05
|  |  |  | The Lighthouse Biblical life Recovery Center | 18084 | 3000 E. State Blvd., Fort Wayne 46805
[7 empty] | EX200 | IN-FLOOR | in floor in kitchen | Schier Products | 2024-08-01 |  | 25 | gpm |  | in |  | Yes |  | 4 | Yes | 5 | Yes | 0.25 | No | ([DepOfGrease] + [DepOfSolids]) / ([DepOfGrease] + [DepOfSolids] + [DepOfWater]) | 0.25 | Yes | (([DepOfGrease] + [DepOfSolids]) / ([DepOfGrease] + [DepOfSolids] + [DepOfWater])) * 1.05
[7 empty] | EX800 | ABOVE-FLOOR | Under 2-basin sink in kitchen | Zurn | 2023-01-10 |  | 4 | gpm |  | in |  | No |  | 4 | Yes | 5 | Yes | 0.25 | No | ([DepOfGrease] + [DepOfSolids]) / ([DepOfGrease] + [DepOfSolids] + [DepOfWater]) | 0.25 | Yes | (([DepOfGrease] + [DepOfSolids]) / ([DepOfGrease] + [DepOfSolids] + [DepOfWater])) * 1.05
|  |  |  | The Locker Room Restaurant & Bar | 10136 | 6770 E. State Blvd., State Blvd., E., 6770, Fort Wayne 46815
[7 empty] | EX200 | IN-FLOOR | [5 empty] | gal |  | in |  | No |  | 4 | Yes | 5 | Yes | 0.25 | No | ([DepOfGrease] + [DepOfSolids]) / ([DepOfGrease] + [DepOfSolids] + [DepOfWater]) | 0.25 | Yes | (([DepOfGrease] + [DepOfSolids]) / ([DepOfGrease] + [DepOfSolids] + [DepOfWater])) * 1.05
|  |  |  | The Lofts - Multi-use Building | 18152 | 209 E. Superior St., Fort Wayne 46802
|  |  |  | The Lucky Moose/ Terrapin Grill | 1077 | 622 E Dupont Rd., Dupont Rd., E., 622, Fort Wayne 46803
[7 empty] | EX200 | IN-FLOOR | Located under 3 basin sink in the floor |  |  |  | 20 | gpm |  | in |  | No |  | 4 | Yes | 5 | Yes | 0.25 | No | ([DepOfGrease] + [DepOfSolids]) / ([DepOfGrease] + [DepOfSolids] + [DepOfWater]) | 0.25 | Yes | (([DepOfGrease] + [DepOfSolids]) / ([DepOfGrease] + [DepOfSolids] + [DepOfWater])) * 1.05
[7 empty] | EX201 | ABOVE-FLOOR | Above floor beneath the pre-wash sink |  |  |  | 20 | gpm |  | in | Weekly | Yes |  | 4 | Yes | 5 | Yes | 0.25 | No | ([DepOfGrease] + [DepOfSolids]) / ([DepOfGrease] + [DepOfSolids] + [DepOfWater]) | 0.25 | Yes | (([DepOfGrease] + [DepOfSolids]) / ([DepOfGrease] + [DepOfSolids] + [DepOfWater])) * 1.05
|  |  |  | The Neon Pear - Union Street Market | 18319 | 1620 Broadway - E1-E2, E5, Fort Wayne 46802
|  |  |  | The new......york | 3722 | 1201 W. Main St., Main St., W., 1201, Fort Wayne 46808
[7 empty] | EX200 | ABOVE-FLOOR | Located above floor, behind the bar under the 3 compartment sink |  |  |  | 10 | gpm |  | in | Monthly | No | Screen basket in place of inlet tee | 4 | Yes | 5 | Yes | 0.25 | No | ([DepOfGrease] + [DepOfSolids]) / ([DepOfGrease] + [DepOfSolids] + [DepOfWater]) | 0.25 | Yes | (([DepOfGrease] + [DepOfSolids]) / ([DepOfGrease] + [DepOfSolids] + [DepOfWater])) * 1.05
|  |  |  | The Office Tavern | 9621 | 3306 Brooklyn Ave., Brooklyn Ave., 3306, Fort Wayne 46809
|  |  |  | The Olive Twist | 10077 | 6410 W. Jefferson Blvd. Ste. 7A, Jefferson Blvd., W., 6410, Fort Wayne 46804
|  |  |  | The Orthopaedic Hospital of Lutheran Health Network | 10208 | 7952 W. Jefferson Blvd., Jefferson Blvd., W., 7952, Fort Wayne 46804
|  |  |  | The Oyster Bar | 2853 | 1830 S. Calhoun St., Calhoun St., S., 1830, Fort Wayne 46802
[7 empty] | EX150 |  | Left of the grease trap in the basement | Zurn | 2023-01-12 |  |  |  |  | in |  | No |  | 4 | Yes | 5 | Yes | 0.25 | No | ([DepOfGrease] + [DepOfSolids]) / ([DepOfGrease] + [DepOfSolids] + [DepOfWater]) | 0.25 | Yes | (([DepOfGrease] + [DepOfSolids]) / ([DepOfGrease] + [DepOfSolids] + [DepOfWater])) * 1.05
[7 empty] | EX200 | ABOVE-FLOOR | In the basement | Zurn | 2023-01-12 |  | 15 | gpm |  | in |  | No |  | 4 | Yes | 5 | Yes | 0.25 | No | ([DepOfGrease] + [DepOfSolids]) / ([DepOfGrease] + [DepOfSolids] + [DepOfWater]) | 0.25 | Yes | (([DepOfGrease] + [DepOfSolids]) / ([DepOfGrease] + [DepOfSolids] + [DepOfWater])) * 1.05
[7 empty] | EX201 | ABOVE-FLOOR | Upstairs under the 1-compartment sink and hand sink | Zurn | 2023-01-12 |  | 4 | gpm |  | in |  | No |  | 4 | Yes | 5 | Yes | 0.25 | No | ([DepOfGrease] + [DepOfSolids]) / ([DepOfGrease] + [DepOfSolids] + [DepOfWater]) | 0.25 | Yes | (([DepOfGrease] + [DepOfSolids]) / ([DepOfGrease] + [DepOfSolids] + [DepOfWater])) * 1.05
|  |  |  | The Packard Tap House | 9634 | 3401 Fairfield Ave., Fairfield Ave., 3401, Fort Wayne 46807
[7 empty] | EX200 | ABOVE-FLOOR | Under the 3-basin sink | Zurn | 2024-09-12 |  | 10 | gpm |  | in | Every 2 Weeks | No |  | 4 | Yes | 5 | Yes | 0.25 | No | ([DepOfGrease] + [DepOfSolids]) / ([DepOfGrease] + [DepOfSolids] + [DepOfWater]) | 0.25 | Yes | (([DepOfGrease] + [DepOfSolids]) / ([DepOfGrease] + [DepOfSolids] + [DepOfWater])) * 1.05
[7 empty] | EX800 | IN-FLOOR | under 3-basin sink | [6 empty] | in |  | No |  | 4 | Yes | 5 | Yes | 0.25 | No | ([DepOfGrease] + [DepOfSolids]) / ([DepOfGrease] + [DepOfSolids] + [DepOfWater]) | 0.25 | Yes | (([DepOfGrease] + [DepOfSolids]) / ([DepOfGrease] + [DepOfSolids] + [DepOfWater])) * 1.05
|  |  |  | The Pantry | 9302 | 1501 N. Wells St., Wells St., N., 1501, Fort Wayne 46808
|  |  |  | The Plex | 9370 | 1807 E. California Rd., California Rd., E., 1807, Fort Wayne 46825
|  |  |  | The Plex | 9925 | 5702 Engle Rd., Engle Rd., 5702, Fort Wayne 46804
[7 empty] | EX200 | ABOVE-FLOOR | Concession area, right of the 3-basin | Canplas | 2024-04-02 |  | 25 | gpm |  | in |  | Yes |  | 4 | Yes | 5 | Yes | 0.25 | No | ([DepOfGrease] + [DepOfSolids]) / ([DepOfGrease] + [DepOfSolids] + [DepOfWater]) | 0.25 | Yes | (([DepOfGrease] + [DepOfSolids]) / ([DepOfGrease] + [DepOfSolids] + [DepOfWater])) * 1.05
|  |  |  | The Pointe Church | 18447 | 5335 Bass Rd., Fort Wayne 46808
|  |  |  | The Reserve on Park | 18452 | 4795 Park Place Dr., Fort Wayne 46803
|  |  |  | The Ridge Church | 10085 | 6424 St. Joe Rd., St. Joe Rd., 6424, Fort Wayne 46835
|  |  |  | The Rock Tavern | 9386 | 1916 Broadway St., Broadway St., 1916, Fort Wayne 46802
|  |  |  | The Senate Bar and Grill | 9852 | 4919 S. Monroe St., Monroe St., S., 4919, Fort Wayne 46806
|  |  |  | The Sharing Peace Café | 17525 | 4900 Fairfield Ave., Fairfield Ave., 4900, Fort Wayne 46807
[7 empty] | EX200 | ABOVE-FLOOR | Located under the 3 basin sin, 10 gpm, above floor, grease interceptor | Unknown | 2017-06-20 |  | 10 | gpm |  | in | Every 2 Weeks | Yes |  | 4 | Yes | 5 | Yes | 0.25 | No | ([DepOfGrease] + [DepOfSolids]) / ([DepOfGrease] + [DepOfSolids] + [DepOfWater]) | 0.25 | Yes | (([DepOfGrease] + [DepOfSolids]) / ([DepOfGrease] + [DepOfSolids] + [DepOfWater])) * 1.05
|  |  |  | The Southtown Inn | 2565 | 6811 Decatur Rd., Decatur Rd., 6811, Fort Wayne 46816
|  |  |  | The Split Kitchen - Trap House | 17733 | 2000 Brooklyn Ave., Brooklyn Ave., 2000, Fort Wayne 46802
[7 empty] | EX200 | ABOVE-FLOOR | located in basement |  |  |  | 15 | gpm |  | in | Every 2 Weeks | No |  | 4 | Yes | 5 | Yes | 0.25 | No | ([DepOfGrease] + [DepOfSolids]) / ([DepOfGrease] + [DepOfSolids] + [DepOfWater]) | 0.25 | Yes | (([DepOfGrease] + [DepOfSolids]) / ([DepOfGrease] + [DepOfSolids] + [DepOfWater])) * 1.05
|  |  |  | The Stand | 9869 | 5200 Bluffton Rd., Bluffton Rd., 5200, Fort Wayne 46809
|  |  |  | The Stand - at M, M, and M | 18204 | 3435 Freeman St., Fort Wayne 46803
|  |  |  | The Sweet Spot LLC | 17865 | 6156 Bellechase Blvd., Fort Wayne 46835
|  |  |  | The Taco House | 17429 | 5405 S. Anthony Blvd, Fort Wayne 46806
[7 empty] | EX160 | OUTDOOR | Outdoor 1000 gallon concrete grease interceptor, no baffle, tees in place | Unknown |  |  | 1000 | gal |  | in | Quarterly | No | Located right outside the back door in the pavement and to the north. - not using, but didn’t pipe through - they installed an indoor grease trap as the replacement - confirmed 4.7.25 | 4 | Yes | 5 | Yes | 0.25 | No | ([DepOfGrease] + [DepOfSolids]) / ([DepOfGrease] + [DepOfSolids] + [DepOfWater]) | 0.25 | Yes | (([DepOfGrease] + [DepOfSolids]) / ([DepOfGrease] + [DepOfSolids] + [DepOfWater])) * 1.05
[7 empty] | EX200 | ABOVE-FLOOR |  | BK Resources |  |  | 20 | gpm |  | in | Weekly | No |  | 4 | Yes | 5 | Yes | 0.25 | No | ([DepOfGrease] + [DepOfSolids]) / ([DepOfGrease] + [DepOfSolids] + [DepOfWater]) | 0.25 | Yes | (([DepOfGrease] + [DepOfSolids]) / ([DepOfGrease] + [DepOfSolids] + [DepOfWater])) * 1.05
|  |  |  | The Teaching Tree Southwest | 9798 | 4311 Coventry Ln., Coventry Ln., 4311, Fort Wayne 46804
|  |  |  | The Terrace of Fort Wayne | 9837 | 4730 E. State Blvd., State Blvd., E., 4730, Fort Wayne 46815
[7 empty] | EX100 | OUTDOOR |  |  |  |  | 1000 | gal |  | in |  | No |  | 4 | Yes | 5 | Yes | 0.25 | No | ([DepOfGrease] + [DepOfSolids]) / ([DepOfGrease] + [DepOfSolids] + [DepOfWater]) | 0.25 | Yes | (([DepOfGrease] + [DepOfSolids]) / ([DepOfGrease] + [DepOfSolids] + [DepOfWater])) * 1.05
|  |  |  | The Tiger Room | 17479 | 1915 S Calhoun St, Fort Wayne 46802
[7 empty] | EX200 | ABOVE-FLOOR | next to the three basin sink |  |  |  | 25 | gpm |  | in | Weekly | No |  | 4 | Yes | 5 | Yes | 0.25 | No | ([DepOfGrease] + [DepOfSolids]) / ([DepOfGrease] + [DepOfSolids] + [DepOfWater]) | 0.25 | Yes | (([DepOfGrease] + [DepOfSolids]) / ([DepOfGrease] + [DepOfSolids] + [DepOfWater])) * 1.05
|  |  |  | The Tube Car Wash | 17579 | 6326 Illinois Rd., Illinois Rd., 6326, Fort Wayne 46804
[7 empty] | EX311 |  | Oil water separator | Schier Products | 2018-01-09 |  | 125 | gal |  | in |  | Yes |  | 4 | Yes | 5 | Yes | 0.25 | No | ([DepOfGrease] + [DepOfSolids]) / ([DepOfGrease] + [DepOfSolids] + [DepOfWater]) | 0.25 | Yes | (([DepOfGrease] + [DepOfSolids]) / ([DepOfGrease] + [DepOfSolids] + [DepOfWater])) * 1.05
|  |  |  | The Tube Car Wash | 17920 | 10080 Lima Rd., Lima Rd., 10080, Fort Wayne 46818
[7 empty] | EX311 | OUTDOOR | Oil Sand Separator |  | 2021-06-15 |  | 1000 | gal |  | in |  | Yes |  | 4 | Yes | 5 | Yes | 0.25 | No | ([DepOfGrease] + [DepOfSolids]) / ([DepOfGrease] + [DepOfSolids] + [DepOfWater]) | 0.25 | Yes | (([DepOfGrease] + [DepOfSolids]) / ([DepOfGrease] + [DepOfSolids] + [DepOfWater])) * 1.05
|  |  |  | The Ventry Apartments | 9899 | 5495 Coventry Ln., Coventry Ln., 5495, Fort Wayne 46804
|  |  |  | The Venue | 9474 | 2441 Winter St., Winter St., 2441, Fort Wayne 46803
[7 empty] | EX200 | ABOVE-FLOOR | Left of the 3-basin sink | Canplas |  |  | 25 | gpm |  | in |  | No |  | 4 | Yes | 5 | Yes | 0.25 | No | ([DepOfGrease] + [DepOfSolids]) / ([DepOfGrease] + [DepOfSolids] + [DepOfWater]) | 0.25 | Yes | (([DepOfGrease] + [DepOfSolids]) / ([DepOfGrease] + [DepOfSolids] + [DepOfWater])) * 1.05
|  |  |  | The Village Tap | 4388 | 1235 E. State Blvd., State Blvd., E., 1235, Fort Wayne 46805
[7 empty] | EX200 | ABOVE-FLOOR | Located left of the 3 compartment sink, above the floor, 20 gpm capacity, black plastic. | Schier Products |  |  | 20 | gpm |  | in | Every 2 Weeks | No | 3 compartment sink and prewash sink are the only fixtures plumbed to it. | 4 | Yes | 5 | Yes | 0.25 | No | ([DepOfGrease] + [DepOfSolids]) / ([DepOfGrease] + [DepOfSolids] + [DepOfWater]) | 0.25 | Yes | (([DepOfGrease] + [DepOfSolids]) / ([DepOfGrease] + [DepOfSolids] + [DepOfWater])) * 1.05
|  |  |  | The Wash House | 9862 | 5108 S. Calhoun St., Calhoun St., S., 5108, Fort Wayne 46806
|  |  |  | The Washboard | 9590 | 3141 W. Washington Ctr. Rd., Washington Ctr. Rd., W., 3141, Fort Wayne 46818
|  |  |  | Thistle & Knead Gluten Free Bakery | 18133 | 3402 Summersworth Run, Fort Wayne 46804
|  |  |  | Thomyayu Asian Market | 9497 | 2615 S. Calhoun St., Calhoun St., S., 2615, Fort Wayne 46803
[7 empty] | EX600 | [6 empty] | gal |  | in |  | No |  | 4 | Yes | 5 | Yes | 0.25 | No | ([DepOfGrease] + [DepOfSolids]) / ([DepOfGrease] + [DepOfSolids] + [DepOfWater]) | 0.25 | Yes | (([DepOfGrease] + [DepOfSolids]) / ([DepOfGrease] + [DepOfSolids] + [DepOfWater])) * 1.05
|  |  |  | Three Rivers Food Co-op and Natural Grocery | 9332 | 1612 Sherman Blvd., Sherman Blvd., 1612, Fort Wayne 46808
|  |  |  | Three Rivers Montessori School | 9450 | 2315 Long Rd., Long Rd., 2315, New Haven 46774
|  |  |  | Throne Restaurant LLC | 9789 | 4226 S. Clinton St., Clinton St., S., 4226, Fort Wayne 46806
[7 empty] | EX200 | ABOVE-FLOOR | under 3-basin sink. | Canplas | 2023-11-14 |  | 25 | gpm |  | in | Every 2 Weeks | Yes |  | 4 | Yes | 5 | Yes | 0.25 | No | ([DepOfGrease] + [DepOfSolids]) / ([DepOfGrease] + [DepOfSolids] + [DepOfWater]) | 0.25 | Yes | (([DepOfGrease] + [DepOfSolids]) / ([DepOfGrease] + [DepOfSolids] + [DepOfWater])) * 1.05
|  |  |  | Thunderbowl | 10119 | 6700 Lafayette St., Lafayette St., 6700, Fort Wayne 46816
|  |  |  | Tiffany Heights Apartments | 0055 | 3718 Elmcrest Dr., Elmcrest Dr., 3718, Fort Wayne 46809
|  |  |  | Tiffany Nails Inc. | 17657 | 10214 Auburn Park Dr., Auburn Park Dr., 10214, Fort Wayne 46825
|  |  |  | Tillman Park Concessions | 9122 | 600 E. Tillman Rd., Tillman Rd., E., 600, Fort Wayne 46816
|  |  |  | Tim Didier Meats | 17698 | 3205 N. Wells St., Fort Wayne 46808
[7 empty] | EX100 | OUTDOOR | NW of building, just outside of corner of freezer. |  |  |  | 1000 | gal |  | in | Quarterly | No | only has a clean out available - ,most of grease interceptor under walk in freezer + center baffle is crumbling, needs replaced. | 4 | Yes | 5 | Yes | 0.25 | No | ([DepOfGrease] + [DepOfSolids]) / ([DepOfGrease] + [DepOfSolids] + [DepOfWater]) | 0.25 | Yes | (([DepOfGrease] + [DepOfSolids]) / ([DepOfGrease] + [DepOfSolids] + [DepOfWater])) * 1.05
|  |  |  | Tim Horton's #5862 | 17438 | 3975 Ice Way, Ice Way., 3975, Fort Wayne 46805
[7 empty] | EX100 | OUTDOOR | Located west side of the building in the drive thru lane, two access manholes. |  |  |  | 1000 | gal |  | in |  | No |  | 4 | Yes | 5 | Yes | 0.25 | No | ([DepOfGrease] + [DepOfSolids]) / ([DepOfGrease] + [DepOfSolids] + [DepOfWater]) | 0.25 | Yes | (([DepOfGrease] + [DepOfSolids]) / ([DepOfGrease] + [DepOfSolids] + [DepOfWater])) * 1.05
|  |  |  | Timothy J. Johnson Academy/Boys and Girls Club | 9821 | 4625 Werling Dr., Fort Wayne 46806
|  |  |  | TJW Industrial | 17751 | 2605 Innovation Ct, Innovation Ct., 2605, Fort Wayne 46818
[7 empty] | EX600 |  | No grease trap or sand/oil separator |  |  |  |  | gal |  | in |  | No |  | 4 | Yes | 5 | Yes | 0.25 | No | ([DepOfGrease] + [DepOfSolids]) / ([DepOfGrease] + [DepOfSolids] + [DepOfWater]) | 0.25 | Yes | (([DepOfGrease] + [DepOfSolids]) / ([DepOfGrease] + [DepOfSolids] + [DepOfWater])) * 1.05
|  |  |  | TJW Industrial Corp Office | 18398 | 2605 Innovation Ct., Fort Wayne 46818
[7 empty] | EX311 | IN-FLOOR | Located in the floor inside the Fabrication Shop - South west near exit door | J. R. Smith | 2024-11-12 |  |  |  |  | in |  | Yes | Captures flow from trench drains (3) and floor drain in Fabrication Shop | 4 | Yes | 5 | Yes | 0.25 | No | ([DepOfGrease] + [DepOfSolids]) / ([DepOfGrease] + [DepOfSolids] + [DepOfWater]) | 0.25 | Yes | (([DepOfGrease] + [DepOfSolids]) / ([DepOfGrease] + [DepOfSolids] + [DepOfWater])) * 1.05
|  |  |  | Tocho LLC | 9857 | 4935 Bluffton Rd., Bluffton Rd., 4935, Fort Wayne 46819
[7 empty] | EX160 | OUTDOOR | West side of the building by the d/t window |  |  |  | 1000 | gal |  | in |  | No |  | 4 | Yes | 5 | Yes | 0.25 | No | ([DepOfGrease] + [DepOfSolids]) / ([DepOfGrease] + [DepOfSolids] + [DepOfWater]) | 0.25 | Yes | (([DepOfGrease] + [DepOfSolids]) / ([DepOfGrease] + [DepOfSolids] + [DepOfWater])) * 1.05
|  |  |  | Tokyo Dragon (CUGC) | 18038 | 918 Woodland Plaza Run Ste. 104, Fort Wayne 46825
[7 empty] | EX100 | OUTDOOR | Grease Interceptor will be required for remodel 6/3/22 inspection |  | 2023-03-17 |  | 1000 | gal |  | in |  | Yes | needs outlet tee | 4 | Yes | 5 | Yes | 0.25 | No | ([DepOfGrease] + [DepOfSolids]) / ([DepOfGrease] + [DepOfSolids] + [DepOfWater]) | 0.25 | Yes | (([DepOfGrease] + [DepOfSolids]) / ([DepOfGrease] + [DepOfSolids] + [DepOfWater])) * 1.05
|  |  |  | Tokyo Grill and Buffet | 0942 | 285 E. Coliseum Blvd., Coliseum Blvd., E., 285, Fort Wayne 46805
[7 empty] | EX100 | OUTDOOR | Located on north side of building, northwest of back door, two access manholes, no inlet but outlet tee in place. | Unknown |  |  | 2000 | gal |  | in |  | Yes |  | 4 | Yes | 5 | Yes | 0.25 | No | ([DepOfGrease] + [DepOfSolids]) / ([DepOfGrease] + [DepOfSolids] + [DepOfWater]) | 0.25 | Yes | (([DepOfGrease] + [DepOfSolids]) / ([DepOfGrease] + [DepOfSolids] + [DepOfWater])) * 1.05
|  |  |  | Tokyo Poke Bowl. | 18374 | 6047 Stellhorn Rd., Fort Wayne 46835
[7 empty] | EX200 | IN-FLOOR | left of the 3-basin sink | Zurn | 2025-02-19 |  | 4 | gpm |  | in |  | Yes |  | 4 | Yes | 5 | Yes | 0.25 | No | ([DepOfGrease] + [DepOfSolids]) / ([DepOfGrease] + [DepOfSolids] + [DepOfWater]) | 0.25 | Yes | (([DepOfGrease] + [DepOfSolids]) / ([DepOfGrease] + [DepOfSolids] + [DepOfWater])) * 1.05
|  |  |  | Tom Kelley Cadillac | 17953 | 625 Grand National Dr., Grand National Ave., 625, Fort Wayne 46804
[7 empty] | EX311 | OUTDOOR | cement out door - east of the bldg. |  | 2021-10-27 |  | 1000 | gal |  | in |  | Yes |  | 4 | Yes | 5 | Yes | 0.25 | No | ([DepOfGrease] + [DepOfSolids]) / ([DepOfGrease] + [DepOfSolids] + [DepOfWater]) | 0.25 | Yes | (([DepOfGrease] + [DepOfSolids]) / ([DepOfGrease] + [DepOfSolids] + [DepOfWater])) * 1.05
|  |  |  | Tom Mungovan Funeral Home | 17474 | 2221 S. Calhoun St., Calhoun St., S., 2221, Fort Wayne 46802
|  |  |  | Tom Steele Tire Service | 1268 | 3530 W. Jefferson Blvd., Jefferson Blvd., W., 3530, Fort Wayne 46804
|  |  |  | Tom's Donuts | 4040 | 407 W. State Blvd., State Blvd., W., 407, Fort Wayne 46808
[7 empty] | EX200 | IN-FLOOR | Located under the three compartment sink | Wade |  |  | 20 | gpm |  | in |  | No |  | 4 | Yes | 5 | Yes | 0.25 | No | ([DepOfGrease] + [DepOfSolids]) / ([DepOfGrease] + [DepOfSolids] + [DepOfWater]) | 0.25 | Yes | (([DepOfGrease] + [DepOfSolids]) / ([DepOfGrease] + [DepOfSolids] + [DepOfWater])) * 1.05
|  |  |  | Top's Tavern | 4559 | 2808 Maplecrest Rd., Maplecrest Rd., 2808, Fort Wayne 46815
[7 empty] | EX200 | ABOVE-FLOOR | Low Profile Grease trap - Right of the 3 basin sink | Canplas | 2013-09-01 |  | 25 | gpm |  | in | Every 2 Weeks | Yes | Low Profile Grease Trap | 4 | Yes | 5 | Yes | 0.25 | No | ([DepOfGrease] + [DepOfSolids]) / ([DepOfGrease] + [DepOfSolids] + [DepOfWater]) | 0.25 | Yes | (([DepOfGrease] + [DepOfSolids]) / ([DepOfGrease] + [DepOfSolids] + [DepOfWater])) * 1.05
|  |  |  | Tower Bar and Grill | 9464 | 2403 W. State Blvd., State Blvd., W., 2403, Fort Wayne 46808
[7 empty] | EX200 | ABOVE-FLOOR | In basement to the left of the stairs through door to plumbing room |  |  |  |  | gal |  | in | Monthly | No |  | 4 | Yes | 5 | Yes | 0.25 | No | ([DepOfGrease] + [DepOfSolids]) / ([DepOfGrease] + [DepOfSolids] + [DepOfWater]) | 0.25 | Yes | (([DepOfGrease] + [DepOfSolids]) / ([DepOfGrease] + [DepOfSolids] + [DepOfWater])) * 1.05
|  |  |  | Towles Intermediate School | 9084 | 420 E. Paulding Rd., Paulding Rd., E., 420, Fort Wayne 46816
[7 empty] | EX100 | OUTDOOR | E of building in grass by door 3. 2 MHs. | Midwest Tile |  |  | 1000 | gal |  | in | SemiAnnual | No |  | 4 | Yes | 5 | Yes | 0.25 | No | ([DepOfGrease] + [DepOfSolids]) / ([DepOfGrease] + [DepOfSolids] + [DepOfWater]) | 0.25 | Yes | (([DepOfGrease] + [DepOfSolids]) / ([DepOfGrease] + [DepOfSolids] + [DepOfWater])) * 1.05
|  |  |  | Towne House Retirement Community | 9432 | 2209 St. Joe Ctr. Rd., St. Joe Ctr. Rd., 2209, Fort Wayne 46825
[7 empty] | EX100 | OUTDOOR | Northeast corner of the facility |  | 2024-03-06 |  | 1000 | gal |  | in |  | Yes | needs replaced 8.18.23 replaced 3.6.24 | 4 | Yes | 5 | Yes | 0.25 | No | ([DepOfGrease] + [DepOfSolids]) / ([DepOfGrease] + [DepOfSolids] + [DepOfWater]) | 0.25 | Yes | (([DepOfGrease] + [DepOfSolids]) / ([DepOfGrease] + [DepOfSolids] + [DepOfWater])) * 1.05
[7 empty] | EX101 | OUTDOOR | By Door #6 - North side of building |  |  |  | 1000 | gal |  | in |  | No |  | 4 | Yes | 5 | Yes | 0.25 | No | ([DepOfGrease] + [DepOfSolids]) / ([DepOfGrease] + [DepOfSolids] + [DepOfWater]) | 0.25 | Yes | (([DepOfGrease] + [DepOfSolids]) / ([DepOfGrease] + [DepOfSolids] + [DepOfWater])) * 1.05
|  |  |  | Towne Place Suites | 0078 | 3949 Ice Way, Ice Way, 3949, Fort Wayne 46805
[7 empty] | EX200 | IN-FLOOR | Under 3-basin sink. |  |  |  | 15 | gpm |  | in | Every 2 Weeks | No |  | 4 | Yes | 5 | Yes | 0.25 | No | ([DepOfGrease] + [DepOfSolids]) / ([DepOfGrease] + [DepOfSolids] + [DepOfWater]) | 0.25 | Yes | (([DepOfGrease] + [DepOfSolids]) / ([DepOfGrease] + [DepOfSolids] + [DepOfWater])) * 1.05
|  |  |  | Toyota of Fort Wayne | 18298 | 6162 Illinois Rd,, Fort Wayne 46804
[7 empty] | EX311 | OUTDOOR | Oil/Sand Separator |  | 2024-10-16 |  | 1500 | gal |  | in |  | Yes | 2-Lid North West corner of the bldg. in the grass | 4 | Yes | 5 | Yes | 0.25 | No | ([DepOfGrease] + [DepOfSolids]) / ([DepOfGrease] + [DepOfSolids] + [DepOfWater]) | 0.25 | Yes | (([DepOfGrease] + [DepOfSolids]) / ([DepOfGrease] + [DepOfSolids] + [DepOfWater])) * 1.05
|  |  |  | Trader Joe's | 17866 | 4110 W. Jefferson Blvd., Jefferson Blvd., W., 4110, Fort Wayne 46804
[7 empty] | EX200 | IN-FLOOR | Located under the 3 basin sink in the prep room/kitchen. | Schier Products |  |  | 20 | gpm |  | in |  | No | No cooking or food prep is done on site. | 4 | Yes | 5 | Yes | 0.25 | No | ([DepOfGrease] + [DepOfSolids]) / ([DepOfGrease] + [DepOfSolids] + [DepOfWater]) | 0.25 | Yes | (([DepOfGrease] + [DepOfSolids]) / ([DepOfGrease] + [DepOfSolids] + [DepOfWater])) * 1.05
[7 empty] | EX311 |  | Located in the loading and unloading dock, right of the main trough drains. | Zurn |  |  | 100 | gal |  | in |  | No |  | 4 | Yes | 5 | Yes | 0.25 | No | ([DepOfGrease] + [DepOfSolids]) / ([DepOfGrease] + [DepOfSolids] + [DepOfWater]) | 0.25 | Yes | (([DepOfGrease] + [DepOfSolids]) / ([DepOfGrease] + [DepOfSolids] + [DepOfWater])) * 1.05
|  |  |  | Transformations Furniture | 9056 | 310 Racquet Dr., Racquet Dr., 310, Fort Wayne 46825
|  |  |  | Travel Inn | 9512 | 2712 W. Coliseum Blvd., Coliseum Blvd., W., 2712, Fort Wayne 46808
|  |  |  | Travelodge | 9929 | 5710 Challenger Pkwy., Challenger Pkwy., 5710, Fort Wayne 46818
[7 empty] | EX200 | ABOVE-FLOOR | Located left of the 3 compartment sink, grey metal. | Zurn Industries, LLC |  |  | 20 | gpm |  | in | Every 2 Weeks | No |  | 4 | Yes | 5 | Yes | 0.25 | No | ([DepOfGrease] + [DepOfSolids]) / ([DepOfGrease] + [DepOfSolids] + [DepOfWater]) | 0.25 | Yes | (([DepOfGrease] + [DepOfSolids]) / ([DepOfGrease] + [DepOfSolids] + [DepOfWater])) * 1.05
|  |  |  | Trax Reception Hall | 9511 | 2710 Nuttman Ave., Nuttman Ave., 2710, Fort Wayne 46802
|  |  |  | Tribus Services | 9037 | 217 Marciel Dr., Marciel Dr., 217, Fort Wayne 46825
|  |  |  | Trine University - College of Health Professions | 18300 | 3403 Union Chapel Rd., Union Chapel Rd., 3403, Fort Wayne 46845
|  |  |  | Trinity Dining Hall - University of Saint Francis | 9185 | 2701 Spring St., Spring St., 2701, Fort Wayne 46808
[7 empty] | EX100 | OUTDOOR | In loading dock, flows into manhole I10 014. Has 30 gpm solids separator ahead of it for garbage disposal on prewash |  |  |  | 1000 | gal |  | in | Quarterly | No | Waste Hauler: 3 Sons Sanitation. | 4 | Yes | 5 | Yes | 0.25 | No | ([DepOfGrease] + [DepOfSolids]) / ([DepOfGrease] + [DepOfSolids] + [DepOfWater]) | 0.25 | Yes | (([DepOfGrease] + [DepOfSolids]) / ([DepOfGrease] + [DepOfSolids] + [DepOfWater])) * 1.05
|  |  |  | Trinity English Lutheran Church (CUGC) | 9070 | 450 W. Washington Blvd., Washington Blvd., W., 450, Fort Wayne 46802
[7 empty] | EX100 | OUTDOOR |  |  | 2024-10-01 | 2024-10-01 | 1000 | gal |  | in | Quarterly | Yes | 2 manhole grease trap | 4 | Yes | 5 | Yes | 0.25 | No | ([DepOfGrease] + [DepOfSolids]) / ([DepOfGrease] + [DepOfSolids] + [DepOfWater]) | 0.25 | Yes | (([DepOfGrease] + [DepOfSolids]) / ([DepOfGrease] + [DepOfSolids] + [DepOfWater])) * 1.05
[7 empty] | EX150 | ABOVE-FLOOR | Under pre wash sink | [6 empty] | in |  | No |  | 4 | Yes | 5 | Yes | 0.25 | No | ([DepOfGrease] + [DepOfSolids]) / ([DepOfGrease] + [DepOfSolids] + [DepOfWater]) | 0.25 | Yes | (([DepOfGrease] + [DepOfSolids]) / ([DepOfGrease] + [DepOfSolids] + [DepOfWater])) * 1.05
|  |  |  | Trinity Episcopal Church | 18092 | 611 W. Berry St., Fort Wayne 46802
[7 empty] | EX200 | IN-FLOOR | Located Right of the dishwasher |  |  |  | 20 | gpm |  | in |  | No |  | 4 | Yes | 5 | Yes | 0.25 | No | ([DepOfGrease] + [DepOfSolids]) / ([DepOfGrease] + [DepOfSolids] + [DepOfWater]) | 0.25 | Yes | (([DepOfGrease] + [DepOfSolids]) / ([DepOfGrease] + [DepOfSolids] + [DepOfWater])) * 1.05
[7 empty] | EX201 | ABOVE-FLOOR | under the pre-wash sink |  | 2023-04-14 |  | 7 | gpm |  | in |  | No |  | 4 | Yes | 5 | Yes | 0.25 | No | ([DepOfGrease] + [DepOfSolids]) / ([DepOfGrease] + [DepOfSolids] + [DepOfWater]) | 0.25 | Yes | (([DepOfGrease] + [DepOfSolids]) / ([DepOfGrease] + [DepOfSolids] + [DepOfWater])) * 1.05
|  |  |  | Trinity Lutheran | 9337 | 1636 St. Mary's Ave., St. Mary's Ave., 1636, Fort Wayne 46808
|  |  |  | Trinity Lutheran Church and Preschool | 10203 | 7819 Decatur Rd., Decatur Rd., 7819, Fort Wayne 46816
|  |  |  | Trolley Steak and Seafood | 9539 | 2898 E. Dupont Rd., Dupont Rd., E., 2898, Fort Wayne 46825
[7 empty] | EX100 | OUTDOOR | Located behind facility in rear parking lot | Unknown |  |  | 1000 | gal |  | in |  | No |  | 4 | Yes | 5 | Yes | 0.25 | No | ([DepOfGrease] + [DepOfSolids]) / ([DepOfGrease] + [DepOfSolids] + [DepOfWater]) | 0.25 | Yes | (([DepOfGrease] + [DepOfSolids]) / ([DepOfGrease] + [DepOfSolids] + [DepOfWater])) * 1.05
|  |  |  | Tru by Hilton | 17605 | 5345 Distribution Dr., Distribution Dr., 5345, Fort Wayne 46825
[7 empty] | EX100 | OUTDOOR | East of building in grass. 2 access manholes. | Unknown | 2018-06-10 |  | 1000 | gal |  | in | Quarterly | No |  | 4 | Yes | 5 | Yes | 0.25 | No | ([DepOfGrease] + [DepOfSolids]) / ([DepOfGrease] + [DepOfSolids] + [DepOfWater]) | 0.25 | Yes | (([DepOfGrease] + [DepOfSolids]) / ([DepOfGrease] + [DepOfSolids] + [DepOfWater])) * 1.05
|  |  |  | Truck Maintenance Center | 11200 | 3125 Adams Center Rd, Adams Center Rd, 3125, Fort Wayne 46803
[7 empty] | EX311 | OUTDOOR | Located West of Building in gravel lot |  |  |  | 1000 | gal |  | in |  | No |  | 4 | Yes | 5 | Yes | 0.25 | No | ([DepOfGrease] + [DepOfSolids]) / ([DepOfGrease] + [DepOfSolids] + [DepOfWater]) | 0.25 | Yes | (([DepOfGrease] + [DepOfSolids]) / ([DepOfGrease] + [DepOfSolids] + [DepOfWater])) * 1.05
|  |  |  | TruckPro | 18451 | 4095 Hillegas Rd, Fort Wayne 46808
[7 empty] | EX311 |  | Oil/Sand Separator on the north side of building in landscaping - North of the single door (entrance to service bay) |  | 2025-08-01 |  | 1500 | gal |  | in |  | Yes |  | 4 | Yes | 5 | Yes | 0.25 | No | ([DepOfGrease] + [DepOfSolids]) / ([DepOfGrease] + [DepOfSolids] + [DepOfWater]) | 0.25 | Yes | (([DepOfGrease] + [DepOfSolids]) / ([DepOfGrease] + [DepOfSolids] + [DepOfWater])) * 1.05
|  |  |  | True Kimchi | 1197 | 2805 E State Blvd, Fort Wayne 46805
[7 empty] | EX200 | ABOVE-FLOOR | On east wall of kitchen right of the hand sink | Endura Grease Interceptor |  |  | 20 | gpm |  | in | Every 2 Weeks | No |  | 4 | Yes | 5 | Yes | 0.25 | No | ([DepOfGrease] + [DepOfSolids]) / ([DepOfGrease] + [DepOfSolids] + [DepOfWater]) | 0.25 | Yes | (([DepOfGrease] + [DepOfSolids]) / ([DepOfGrease] + [DepOfSolids] + [DepOfWater])) * 1.05
|  |  |  | True Kimchi | 17766 | 1518 Tecumseh St., Fort Wayne 46805
[7 empty] | EX200 | ABOVE-FLOOR | Located R of 3 basin sink | Canplas |  |  | 20 | gpm |  | in | Every 2 Weeks | No |  | 4 | Yes | 5 | Yes | 0.25 | No | ([DepOfGrease] + [DepOfSolids]) / ([DepOfGrease] + [DepOfSolids] + [DepOfWater]) | 0.25 | Yes | (([DepOfGrease] + [DepOfSolids]) / ([DepOfGrease] + [DepOfSolids] + [DepOfWater])) * 1.05
[7 empty] | EX201 | ABOVE-FLOOR | Located R of dipper well | Unknown |  |  | 4 | gpm |  | in | Every 2 Weeks | No |  | 4 | Yes | 5 | Yes | 0.25 | No | ([DepOfGrease] + [DepOfSolids]) / ([DepOfGrease] + [DepOfSolids] + [DepOfWater]) | 0.25 | Yes | (([DepOfGrease] + [DepOfSolids]) / ([DepOfGrease] + [DepOfSolids] + [DepOfWater])) * 1.05
|  |  |  | Trux Unlimited - Trux It | 18127 | 1632 Ashley Ave., Fort Wayne 46825
[7 empty] | EX311 | OUTDOOR | South side of the building by overhead doors in the no parking area |  | 2023-03-15 |  | 1000 | gal |  | in |  | No |  | 4 | Yes | 5 | Yes | 0.25 | No | ([DepOfGrease] + [DepOfSolids]) / ([DepOfGrease] + [DepOfSolids] + [DepOfWater]) | 0.25 | Yes | (([DepOfGrease] + [DepOfSolids]) / ([DepOfGrease] + [DepOfSolids] + [DepOfWater])) * 1.05
|  |  |  | Turnstone Center | 17944 | 3320 N Clinton St., Fort Wayne 46805
[7 empty] | EX200 | ABOVE-FLOOR | Under the 3-basin sink in the kitchen | Schier Products |  |  | 20 | gpm |  | in |  | No |  | 4 | Yes | 5 | Yes | 0.25 | No | ([DepOfGrease] + [DepOfSolids]) / ([DepOfGrease] + [DepOfSolids] + [DepOfWater]) | 0.25 | Yes | (([DepOfGrease] + [DepOfSolids]) / ([DepOfGrease] + [DepOfSolids] + [DepOfWater])) * 1.05
[7 empty] | EX201 | ABOVE-FLOOR | under the 3-basin sink in the concession kitchen area | Schier Products |  |  | 20 | gpm |  | in |  | No |  | 4 | Yes | 5 | Yes | 0.25 | No | ([DepOfGrease] + [DepOfSolids]) / ([DepOfGrease] + [DepOfSolids] + [DepOfWater]) | 0.25 | Yes | (([DepOfGrease] + [DepOfSolids]) / ([DepOfGrease] + [DepOfSolids] + [DepOfWater])) * 1.05
|  |  |  | Turtle Creek Food Market | 1134 | 5900 Turtle Creek Dr, Turtle, Creek Dr., 5900, Fort Wayne 46816
[7 empty] | EX600 |  | No grease trap |  |  |  |  | gal |  | in |  | No |  | 4 | Yes | 5 | Yes | 0.25 | No | ([DepOfGrease] + [DepOfSolids]) / ([DepOfGrease] + [DepOfSolids] + [DepOfWater]) | 0.25 | Yes | (([DepOfGrease] + [DepOfSolids]) / ([DepOfGrease] + [DepOfSolids] + [DepOfWater])) * 1.05
|  |  |  | Ultrazone | 9213 | 1104 W. Coliseum Blvd., Coliseum Blvd., W., 1104, Fort Wayne 46808
|  |  |  | Umi | 17736 | 2912 Getz Rd, Fort Wayne 46804
|  |  |  | Union Baptist Church Family Life Developmental Center Inc. | 9427 | 2200 Smith St., Smith St., 2200, Fort Wayne 46802
|  |  |  | Union Social/Blind Tiger | 17382 | 12628 Coldwater Rd., Coldwater Rd., 12628, Fort Wayne 46845
[7 empty] | EX201 | ABOVE-FLOOR | Located under the prewash sink in the upstairs dish-room, above the floor. | Schier Products | 2020-03-04 |  | 20 | gpm |  | in | Weekly | Yes | Only the prewash sink in the upstairs dish-room is plumbed to this. | 4 | Yes | 5 | Yes | 0.25 | No | ([DepOfGrease] + [DepOfSolids]) / ([DepOfGrease] + [DepOfSolids] + [DepOfWater]) | 0.25 | Yes | (([DepOfGrease] + [DepOfSolids]) / ([DepOfGrease] + [DepOfSolids] + [DepOfWater])) * 1.05
[7 empty] | EX202 | ABOVE-FLOOR | Located after the 3-basin sink in the upstairs kitchen | Schier Products |  |  | 25 | gpm |  | in | Every 2 Weeks | No |  | 4 | Yes | 5 | Yes | 0.25 | No | ([DepOfGrease] + [DepOfSolids]) / ([DepOfGrease] + [DepOfSolids] + [DepOfWater]) | 0.25 | Yes | (([DepOfGrease] + [DepOfSolids]) / ([DepOfGrease] + [DepOfSolids] + [DepOfWater])) * 1.05
[7 empty] | EX500 | IN-FLOOR | Located in the basement dish-room, under the prewash sink, in the floor. | Canplas | 2015-06-22 |  | 20 | gpm |  | in | Weekly | Yes | 3 compartment sink and prewash sink in basement, and both hand sinks behind the bar upstairs plumbed to this. | 4 | Yes | 5 | Yes | 0.25 | No | ([DepOfGrease] + [DepOfSolids]) / ([DepOfGrease] + [DepOfSolids] + [DepOfWater]) | 0.25 | Yes | (([DepOfGrease] + [DepOfSolids]) / ([DepOfGrease] + [DepOfSolids] + [DepOfWater])) * 1.05
|  |  |  | Union Street Market E. Bldg 20 - Electric works (CUGC) | 18049 | 1620 Broadway, Fort Wayne 46802
[7 empty] | EX100 | OUTDOOR | SE corner of building 20 |  | 2022-07-01 |  | 1250 | gal |  | in |  | Yes | Center openings on baffle estimated 1250 gal 6.1.23 | 4 | Yes | 5 | Yes | 0.25 | No | ([DepOfGrease] + [DepOfSolids]) / ([DepOfGrease] + [DepOfSolids] + [DepOfWater]) | 0.25 | Yes | (([DepOfGrease] + [DepOfSolids]) / ([DepOfGrease] + [DepOfSolids] + [DepOfWater])) * 1.05
|  |  |  | Union Street market W. Bldg 22 - Electric works (CUGC) | 18048 | 1622 Broadway, Fort Wayne 46802
[7 empty] | EX100 | OUTDOOR | SE corner of building 22 |  | 2022-07-01 |  | 1000 | gal |  | in |  | Yes | center baffle center opening | 4 | Yes | 5 | Yes | 0.25 | No | ([DepOfGrease] + [DepOfSolids]) / ([DepOfGrease] + [DepOfSolids] + [DepOfWater]) | 0.25 | Yes | (([DepOfGrease] + [DepOfSolids]) / ([DepOfGrease] + [DepOfSolids] + [DepOfWater])) * 1.05
|  |  |  | Uniq BBQ and Shabu | 10012 | 6045 Stellhorn Rd., Stellhorn Rd., 6045, Fort Wayne 46815
[7 empty] | EX200 | IN-FLOOR | Located in kitchen floor by the 3 compartment sink by the dishwasher | Schier Products | 2023-04-21 |  | 25 | gpm |  | in |  | Yes |  | 4 | Yes | 5 | Yes | 0.25 | No | ([DepOfGrease] + [DepOfSolids]) / ([DepOfGrease] + [DepOfSolids] + [DepOfWater]) | 0.25 | Yes | (([DepOfGrease] + [DepOfSolids]) / ([DepOfGrease] + [DepOfSolids] + [DepOfWater])) * 1.05
[7 empty] | EX201 | IN-FLOOR | Located in the kitchen in front of the 3-basin sink by the hand sink and mop sink | Schier Products | 2023-04-21 |  | 25 | gpm |  | in |  | No |  | 4 | Yes | 5 | Yes | 0.25 | No | ([DepOfGrease] + [DepOfSolids]) / ([DepOfGrease] + [DepOfSolids] + [DepOfWater]) | 0.25 | Yes | (([DepOfGrease] + [DepOfSolids]) / ([DepOfGrease] + [DepOfSolids] + [DepOfWater])) * 1.05
[7 empty] | EX202 | IN-FLOOR | Located under the 3-basin sink behind the bar area | Schier Products | 2023-04-21 |  | 25 | gpm |  | in |  | No |  | 4 | Yes | 5 | Yes | 0.25 | No | ([DepOfGrease] + [DepOfSolids]) / ([DepOfGrease] + [DepOfSolids] + [DepOfWater]) | 0.25 | Yes | (([DepOfGrease] + [DepOfSolids]) / ([DepOfGrease] + [DepOfSolids] + [DepOfWater])) * 1.05
|  |  |  | United Oil and Convenience LLC | 9094 | 437 W. Jefferson Blvd., Jefferson Blvd., W., 437, Fort Wayne 46802
|  |  |  | United Parcel Service | 17650 | 2727 Independence Dr., Independence Dr., 2727, Fort Wayne 46808
[7 empty] | EX311 | [6 empty] | gal |  | in |  | No |  | 4 | Yes | 5 | Yes | 0.25 | No | ([DepOfGrease] + [DepOfSolids]) / ([DepOfGrease] + [DepOfSolids] + [DepOfWater]) | 0.25 | Yes | (([DepOfGrease] + [DepOfSolids]) / ([DepOfGrease] + [DepOfSolids] + [DepOfWater])) * 1.05
|  |  |  | United Parcel Service - Frieght | 17651 | 3343 West Coliseum Blvd., Coliseum Blvd., West., 3343, Fort Wayne 46808
[7 empty] | EX311 | [6 empty] | gal |  | in |  | No |  | 4 | Yes | 5 | Yes | 0.25 | No | ([DepOfGrease] + [DepOfSolids]) / ([DepOfGrease] + [DepOfSolids] + [DepOfWater]) | 0.25 | Yes | (([DepOfGrease] + [DepOfSolids]) / ([DepOfGrease] + [DepOfSolids] + [DepOfWater])) * 1.05
|  |  |  | United Parcel Service - Gateway Facility | 17652 | 12601 Global Dr., Global Dr., 12601, Yoder 46798
[7 empty] | EX311 | [6 empty] | gal |  | in |  | No |  | 4 | Yes | 5 | Yes | 0.25 | No | ([DepOfGrease] + [DepOfSolids]) / ([DepOfGrease] + [DepOfSolids] + [DepOfWater]) | 0.25 | Yes | (([DepOfGrease] + [DepOfSolids]) / ([DepOfGrease] + [DepOfSolids] + [DepOfWater])) * 1.05
|  |  |  | Unity Lutheran | 9889 | 5401 S. Calhoun St., Calhoun St., S., 5401, Fort Wayne 46806
|  |  |  | University Park Health and Rehabilitation Center | 9281 | 1400 Medical Park Dr., Medical Park Dr., 1400, Fort Wayne 46825
[7 empty] | EX100 | OUTDOOR |  |  |  |  | 1000 | gal |  | in |  | No |  | 4 | Yes | 5 | Yes | 0.25 | No | ([DepOfGrease] + [DepOfSolids]) / ([DepOfGrease] + [DepOfSolids] + [DepOfWater]) | 0.25 | Yes | (([DepOfGrease] + [DepOfSolids]) / ([DepOfGrease] + [DepOfSolids] + [DepOfWater])) * 1.05
|  |  |  | Unknown - Tenant | 17441 | 12730 Coldwater Rd., Coldwater Rd., 12730, Fort Wayne 46845
[7 empty] | EX600 |  | No grease trap |  |  |  |  | gal |  | in |  | No |  | 4 | Yes | 5 | Yes | 0.25 | No | ([DepOfGrease] + [DepOfSolids]) / ([DepOfGrease] + [DepOfSolids] + [DepOfWater]) | 0.25 | Yes | (([DepOfGrease] + [DepOfSolids]) / ([DepOfGrease] + [DepOfSolids] + [DepOfWater])) * 1.05
|  |  |  | Urban Golf | 18332 | 1510 Fairfield Ave. Ste. 201, Fort Wayne 46802
[7 empty] | EX100 | OUTDOOR | Behind the building, center control manhole |  | 2024-11-19 |  | 1000 | gal |  | in | Quarterly | Yes |  | 4 | Yes | 5 | Yes | 0.25 | No | ([DepOfGrease] + [DepOfSolids]) / ([DepOfGrease] + [DepOfSolids] + [DepOfWater]) | 0.25 | Yes | (([DepOfGrease] + [DepOfSolids]) / ([DepOfGrease] + [DepOfSolids] + [DepOfWater])) * 1.05
|  |  |  | USF Performing Arts Center | 9088 | 431 W. Berry St., Berry St., W., 431, Fort Wayne 46802
[7 empty] | EX200 | ABOVE-FLOOR | Basement kitchen, south wall under 2-basin sink | Wade |  |  | 25 | gpm |  | in | Quarterly | No |  | 4 | Yes | 5 | Yes | 0.25 | No | ([DepOfGrease] + [DepOfSolids]) / ([DepOfGrease] + [DepOfSolids] + [DepOfWater]) | 0.25 | Yes | (([DepOfGrease] + [DepOfSolids]) / ([DepOfGrease] + [DepOfSolids] + [DepOfWater])) * 1.05
[7 empty] | EX201 | ABOVE-FLOOR | Basement kitchen, south wall under 3-basin sink. | Wade |  |  | 25 | gpm |  | in | Quarterly | No |  | 4 | Yes | 5 | Yes | 0.25 | No | ([DepOfGrease] + [DepOfSolids]) / ([DepOfGrease] + [DepOfSolids] + [DepOfWater]) | 0.25 | Yes | (([DepOfGrease] + [DepOfSolids]) / ([DepOfGrease] + [DepOfSolids] + [DepOfWater])) * 1.05
[7 empty] | EX202 | ABOVE-FLOOR | Basement kitchen, east wall under 2-basin sink by freezer. | Wade |  |  | 10 | gpm |  | in | Quarterly | No |  | 4 | Yes | 5 | Yes | 0.25 | No | ([DepOfGrease] + [DepOfSolids]) / ([DepOfGrease] + [DepOfSolids] + [DepOfWater]) | 0.25 | Yes | (([DepOfGrease] + [DepOfSolids]) / ([DepOfGrease] + [DepOfSolids] + [DepOfWater])) * 1.05
|  |  |  | Utopian Community Grocery | 17410 | 608 Oxford St., Oxford St., 608, Fort Wayne 46806
[7 empty] | EX200 | ABOVE-FLOOR | Located at the southeast corner of the kitchen. | BK Resources | 2020-07-03 |  | 20 | gpm |  | in | Every 2 Weeks | Yes |  | 4 | Yes | 5 | Yes | 0.25 | No | ([DepOfGrease] + [DepOfSolids]) / ([DepOfGrease] + [DepOfSolids] + [DepOfWater]) | 0.25 | Yes | (([DepOfGrease] + [DepOfSolids]) / ([DepOfGrease] + [DepOfSolids] + [DepOfWater])) * 1.05
[7 empty] | EX500 | ABOVE-FLOOR | Located left of the 3 compartment sink, blue metal | Unknown |  | 2020-07-03 | 8 | gpm |  | in | Monthly | No |  | 4 | Yes | 5 | Yes | 0.25 | No | ([DepOfGrease] + [DepOfSolids]) / ([DepOfGrease] + [DepOfSolids] + [DepOfWater]) | 0.25 | Yes | (([DepOfGrease] + [DepOfSolids]) / ([DepOfGrease] + [DepOfSolids] + [DepOfWater])) * 1.05
|  |  |  | VA Northern Indiana Health Care System | 9419 | 2121 Lake Ave., Lake Ave., 2121, Fort Wayne 46805
|  |  |  | Valbruna Slater Stainless Steel | 9217 | 2400 Taylor St., Taylor St., 2400, Fort Wayne 46802
[7 empty] | EX311 | OUTDOOR | Located between main office building and new lab in the stone area | Unknown |  |  |  | gal |  | in |  | No |  | 4 | Yes | 5 | Yes | 0.25 | No | ([DepOfGrease] + [DepOfSolids]) / ([DepOfGrease] + [DepOfSolids] + [DepOfWater]) | 0.25 | Yes | (([DepOfGrease] + [DepOfSolids]) / ([DepOfGrease] + [DepOfSolids] + [DepOfWater])) * 1.05
|  |  |  | Valvoline | 18090 | 4030 E. Dupont Rd., Dupont Rd., E., Fort Wayne 46825
[7 empty] | EX311 |  | Zurn - Metal above floor - Located in the basement | Zurn | 2022-10-21 |  | 35 | gpm |  | in |  | Yes |  | 4 | Yes | 5 | Yes | 0.25 | No | ([DepOfGrease] + [DepOfSolids]) / ([DepOfGrease] + [DepOfSolids] + [DepOfWater]) | 0.25 | Yes | (([DepOfGrease] + [DepOfSolids]) / ([DepOfGrease] + [DepOfSolids] + [DepOfWater])) * 1.05
|  |  |  | Valvoline | 18423 | 6433 E. State Blvd., Fort Wayne 46825
[7 empty] | EX311 | OUTDOOR | Oil Sand separator - Located east of the building in the paved drive |  | 2025-09-12 |  | 1000 | gal |  | in |  | Yes |  | 4 | Yes | 5 | Yes | 0.25 | No | ([DepOfGrease] + [DepOfSolids]) / ([DepOfGrease] + [DepOfSolids] + [DepOfWater]) | 0.25 | Yes | (([DepOfGrease] + [DepOfSolids]) / ([DepOfGrease] + [DepOfSolids] + [DepOfWater])) * 1.05
|  |  |  | Valvoline Instant Oil Change | 4644 | 6040 Covington Rd., Covington Rd., 6040, Fort Wayne 46804
[7 empty] | EX100 | OUTDOOR |  |  |  |  | 1000 | gal |  | in |  | No |  | 4 | Yes | 5 | Yes | 0.25 | No | ([DepOfGrease] + [DepOfSolids]) / ([DepOfGrease] + [DepOfSolids] + [DepOfWater]) | 0.25 | Yes | (([DepOfGrease] + [DepOfSolids]) / ([DepOfGrease] + [DepOfSolids] + [DepOfWater])) * 1.05
|  |  |  | Van Eerden Food Service | 18441 | 8252 Smith Rd., Fort Wayne 46809
[7 empty] | EX311 | OUTDOOR | Sand Oil Separator Maintenance Room - located on the southwest side of the building need door M1 (Maintenance Room) in the stone close to sidewalk | Striem | 2025-09-01 |  | 110 | gal |  | in |  | Yes |  | 4 | Yes | 5 | Yes | 0.25 | No | ([DepOfGrease] + [DepOfSolids]) / ([DepOfGrease] + [DepOfSolids] + [DepOfWater]) | 0.25 | Yes | (([DepOfGrease] + [DepOfSolids]) / ([DepOfGrease] + [DepOfSolids] + [DepOfWater])) * 1.05
[7 empty] | EX312 | OUTDOOR | Sand Oil Separator Refrigeratrion Machine Room - Northeast corner of the building | Striem | 2025-09-01 |  | 250 | gal |  | in |  | Yes |  | 4 | Yes | 5 | Yes | 0.25 | No | ([DepOfGrease] + [DepOfSolids]) / ([DepOfGrease] + [DepOfSolids] + [DepOfWater]) | 0.25 | Yes | (([DepOfGrease] + [DepOfSolids]) / ([DepOfGrease] + [DepOfSolids] + [DepOfWater])) * 1.05
|  |  |  | Vera Bradley Design Center | 17313 | 12420 Stonebridge Rd., Roanoke 46783
[7 empty] | EX100 | OUTDOOR | Outdoor grease trap on the east side of the building next to a loading dock |  | 2014-08-08 |  | 1000 | gal |  | in |  | No | 2-lid | 4 | Yes | 5 | Yes | 0.25 | No | ([DepOfGrease] + [DepOfSolids]) / ([DepOfGrease] + [DepOfSolids] + [DepOfWater]) | 0.25 | Yes | (([DepOfGrease] + [DepOfSolids]) / ([DepOfGrease] + [DepOfSolids] + [DepOfWater])) * 1.05
|  |  |  | Vermeer | 17309 | 3310 W. Coliseum Blvd., Fort Wayne 46808
[7 empty] | EX311 | OUTDOOR | Located next to the fence to the right of the entrance |  |  |  |  | gal |  | in |  | No |  | 4 | Yes | 5 | Yes | 0.25 | No | ([DepOfGrease] + [DepOfSolids]) / ([DepOfGrease] + [DepOfSolids] + [DepOfWater]) | 0.25 | Yes | (([DepOfGrease] + [DepOfSolids]) / ([DepOfGrease] + [DepOfSolids] + [DepOfWater])) * 1.05
|  |  |  | Versailles on the Lake | 10096 | 6501 Reed Rd., Reed Rd., 6501, Fort Wayne 46835
|  |  |  | Vested Metals Warehouse | 18259 | 6450 Innovation Blvd., Suite 102, Innovation Blvd., 6450, Fort Wayne 46818
[7 empty] | EX311 | OUTDOOR | In ground cement - located west of the building |  | 2024-07-16 |  | 1000 | gal |  | in |  | Yes | Captures flow only from Suite 102 | 4 | Yes | 5 | Yes | 0.25 | No | ([DepOfGrease] + [DepOfSolids]) / ([DepOfGrease] + [DepOfSolids] + [DepOfWater]) | 0.25 | Yes | (([DepOfGrease] + [DepOfSolids]) / ([DepOfGrease] + [DepOfSolids] + [DepOfWater])) * 1.05
|  |  |  | Veterans of Foreign Wars | 2537 | 6814 S. Anthony Blvd., Anthony Blvd., S., 6814, Fort Wayne 46816
|  |  |  | VFW Post #587 | 17986 | 2202 W Main, Fort Wayne 46808
|  |  |  | VFW Post 1421 | 3094 | 7712 Bluffton Rd., Bluffton Rd., 7712, Fort Wayne 46809
|  |  |  | Victory Worship Center | 9091 | 437 W. Rudisill Blvd., Rudisill Blvd., W., 437, Fort Wayne 46807
|  |  |  | Villa of the Woods | 9914 | 5610 Noll Ave., Noll Ave., 5610, Fort Wayne 46806
|  |  |  | Vincent Village | 18369 | 2827 Holton Ave., Fort Wayne 46806
|  |  |  | Vinland Reserve Winery | 18147 | 4494 Provision Parkway, Fort Wayne 46845
[7 empty] | EX100 | OUTDOOR | West of building in parking spot |  | 2023-04-28 |  | 1000 | gal |  | in |  | No |  | 4 | Yes | 5 | Yes | 0.25 | No | ([DepOfGrease] + [DepOfSolids]) / ([DepOfGrease] + [DepOfSolids] + [DepOfWater]) | 0.25 | Yes | (([DepOfGrease] + [DepOfSolids]) / ([DepOfGrease] + [DepOfSolids] + [DepOfWater])) * 1.05
|  |  |  | Vision Care Opthamology | 18082 | 11277 Twin Creeks Dr., Fort Wayne 46803
|  |  |  | VK Nails Bar & Spa | 17896 | 10342 Leo Rd., Fort Wayne 46803
[7 empty] | EX200 | ABOVE-FLOOR | Located at the back of the establishment under the right side of the 3 compartment sink. | Canplas | 2021-03-21 |  | 10 | gpm |  | in | Monthly | No |  | 4 | Yes | 5 | Yes | 0.25 | No | ([DepOfGrease] + [DepOfSolids]) / ([DepOfGrease] + [DepOfSolids] + [DepOfWater]) | 0.25 | Yes | (([DepOfGrease] + [DepOfSolids]) / ([DepOfGrease] + [DepOfSolids] + [DepOfWater])) * 1.05
|  |  |  | Volunteers of America | 17768 | 2424 Fairfield Avenue, Fort Wayne 46807
[7 empty] | EX200 | ABOVE-FLOOR | Left of the 3-basin sink | Canplas |  |  | 20 | gpm |  | in |  | No |  | 4 | Yes | 5 | Yes | 0.25 | No | ([DepOfGrease] + [DepOfSolids]) / ([DepOfGrease] + [DepOfSolids] + [DepOfWater]) | 0.25 | Yes | (([DepOfGrease] + [DepOfSolids]) / ([DepOfGrease] + [DepOfSolids] + [DepOfWater])) * 1.05
|  |  |  | Vorderman VW | 17478 | 5811 Cross Creek Blvd., Cross Creek Blvd., 5811, Fort Wayne 46818
[7 empty] | EX311 | OUTDOOR | located on the Northside of the building. |  |  |  | 1000 | gal |  | in |  | No |  | 4 | Yes | 5 | Yes | 0.25 | No | ([DepOfGrease] + [DepOfSolids]) / ([DepOfGrease] + [DepOfSolids] + [DepOfWater]) | 0.25 | Yes | (([DepOfGrease] + [DepOfSolids]) / ([DepOfGrease] + [DepOfSolids] + [DepOfWater])) * 1.05
|  |  |  | W&S Asian Market LLC | 18444 | 7511 S. Anthony Blvd., Fort Wayne 46816
|  |  |  | Waiter on the Way | 701110 | 233 W Baker St., Fort Wayne 46802
[7 empty] | EX200 | ABOVE-FLOOR | In basement, going down stairs turn right out the exit door and the grease trap is straight ahead against the far wall. |  |  |  | 20 | gpm | 14.5 | in | Quarterly | No |  | 4 | Yes | 5 | Yes | 0.25 | No | ([DepOfGrease] + [DepOfSolids]) / ([DepOfGrease] + [DepOfSolids] + [DepOfWater]) | 0.25 | Yes | (([DepOfGrease] + [DepOfSolids]) / ([DepOfGrease] + [DepOfSolids] + [DepOfWater])) * 1.05
|  |  |  | Walking Taco Mexican Grill | 9622 | 3307 E. State Blvd., State Blvd., E., 3307, Fort Wayne 46805
[7 empty] | EX200 | IN-FLOOR | Located in floor underneath 3 basin sink | Unknown |  |  | 20 | gpm |  | in | Weekly | No |  | 4 | Yes | 5 | Yes | 0.25 | No | ([DepOfGrease] + [DepOfSolids]) / ([DepOfGrease] + [DepOfSolids] + [DepOfWater]) | 0.25 | Yes | (([DepOfGrease] + [DepOfSolids]) / ([DepOfGrease] + [DepOfSolids] + [DepOfWater])) * 1.05
|  |  |  | Walmart #1419 Supercenter | 7906 | 5311 Coldwater Rd., Coldwater Rd., 5311, Fort Wayne 46825
[7 empty] | EX100 | OUTDOOR | located on the NE corner of the building in the pickup lot. This is located in spot # 1 |  |  |  | 1000 | gal |  | in |  | No |  | 4 | Yes | 5 | Yes | 0.25 | No | ([DepOfGrease] + [DepOfSolids]) / ([DepOfGrease] + [DepOfSolids] + [DepOfWater]) | 0.25 | Yes | (([DepOfGrease] + [DepOfSolids]) / ([DepOfGrease] + [DepOfSolids] + [DepOfWater])) * 1.05
[7 empty] | EX500 | OUTDOOR | RETIRED. Located on the NE corner of the building in the cart area by the grocery entrance |  |  |  | 1000 | gal |  | in |  | No |  | 4 | Yes | 5 | Yes | 0.25 | No | ([DepOfGrease] + [DepOfSolids]) / ([DepOfGrease] + [DepOfSolids] + [DepOfWater]) | 0.25 | Yes | (([DepOfGrease] + [DepOfSolids]) / ([DepOfGrease] + [DepOfSolids] + [DepOfWater])) * 1.05
|  |  |  | Walmart Supercenter | 10183 | 7502 Southtown Crossing, Fort Wayne 46816
[7 empty] | EX101 | OUTDOOR | In-ground South of building by compactor |  |  |  | 1000 | gal |  | in | Quarterly | No |  | 4 | Yes | 5 | Yes | 0.25 | No | ([DepOfGrease] + [DepOfSolids]) / ([DepOfGrease] + [DepOfSolids] + [DepOfWater]) | 0.25 | Yes | (([DepOfGrease] + [DepOfSolids]) / ([DepOfGrease] + [DepOfSolids] + [DepOfWater])) * 1.05
[7 empty] | EX160 | OUTDOOR | In-ground East of building just South of pharmacy drive-thru |  |  |  | 1000 | gal |  | in | Quarterly | No | Shares with Subway located inside Walmart | 4 | Yes | 5 | Yes | 0.25 | No | ([DepOfGrease] + [DepOfSolids]) / ([DepOfGrease] + [DepOfSolids] + [DepOfWater]) | 0.25 | Yes | (([DepOfGrease] + [DepOfSolids]) / ([DepOfGrease] + [DepOfSolids] + [DepOfWater])) * 1.05
[7 empty] | EX311 | OUTDOOR | In-ground located just outside the automotive shop north bay exit door |  |  |  | 1000 | gal |  | in |  | No |  | 4 | Yes | 5 | Yes | 0.25 | No | ([DepOfGrease] + [DepOfSolids]) / ([DepOfGrease] + [DepOfSolids] + [DepOfWater]) | 0.25 | Yes | (([DepOfGrease] + [DepOfSolids]) / ([DepOfGrease] + [DepOfSolids] + [DepOfWater])) * 1.05
|  |  |  | Walmart Supercenter | 10262 | 10105 Lima Rd., Lima Rd., 10105, Fort Wayne 46818
|  |  |  | Walmart Supercenter | 17832 | 505 Touring Dr, Auburn 46706
|  |  |  | Walmart Supercenter | 17834 | 2016 N Wayne St, Angola 46703
|  |  |  | WalMart Supercenter #1804 | 9348 | 1710 Apple Glen Blvd., Apple Glen Blvd., 1710, Fort Wayne 46804
[7 empty] | EX160 | OUTDOOR | Located in the northern tip of the store, in the ground, in the shopping cart parking, two access manholes, both inlet and outlet tees in place and two baffles in place. | Unknown |  |  | 2000 | gal |  | in |  | No |  | 4 | Yes | 5 | Yes | 0.25 | No | ([DepOfGrease] + [DepOfSolids]) / ([DepOfGrease] + [DepOfSolids] + [DepOfWater]) | 0.25 | Yes | (([DepOfGrease] + [DepOfSolids]) / ([DepOfGrease] + [DepOfSolids] + [DepOfWater])) * 1.05
|  |  |  | Walmart Supercenter #5025 | 10304 | 10420 Maysville Rd., Maysville Rd., 10420, Fort Wayne 46835
[7 empty] | EX100 | OUTDOOR | 2 access manhole. Located on the west side of the building in the sidewalk. At the end of the grocery pickup spaces, next to the A/C enclosure. | Midwest Tile | 2021-03-24 |  | 1000 | gal |  | in | Quarterly | Yes | Required replacement. Last GI had no center baffle. | 4 | Yes | 5 | Yes | 0.25 | No | ([DepOfGrease] + [DepOfSolids]) / ([DepOfGrease] + [DepOfSolids] + [DepOfWater]) | 0.25 | Yes | (([DepOfGrease] + [DepOfSolids]) / ([DepOfGrease] + [DepOfSolids] + [DepOfWater])) * 1.05
|  |  |  | Warsaw McDonald's - Out of Town | 17838 | 2473 Jalynn St, Warsaw 46582
|  |  |  | Warsaw Neighborhood Health Clinic | 9657 | 3501 Warsaw St., Warsaw St., 3501, Fort Wayne 46806
[7 empty] | EX100 | OUTDOOR | South side of the bldg. in the landscaping and drive |  | 2025-05-15 |  | 1000 | gal |  | in |  | Yes |  | 4 | Yes | 5 | Yes | 0.25 | No | ([DepOfGrease] + [DepOfSolids]) / ([DepOfGrease] + [DepOfSolids] + [DepOfWater]) | 0.25 | Yes | (([DepOfGrease] + [DepOfSolids]) / ([DepOfGrease] + [DepOfSolids] + [DepOfWater])) * 1.05
|  |  |  | Wash N' Roll | 18416 | 396 E. Pettit Ave., Fort Wayne 46806
[7 empty] | EX311 | OUTDOOR | North side of the bldg. in the drive |  | 2025-06-13 |  | 1500 | gal |  | in |  | Yes |  | 4 | Yes | 5 | Yes | 0.25 | No | ([DepOfGrease] + [DepOfSolids]) / ([DepOfGrease] + [DepOfSolids] + [DepOfWater]) | 0.25 | Yes | (([DepOfGrease] + [DepOfSolids]) / ([DepOfGrease] + [DepOfSolids] + [DepOfWater])) * 1.05
|  |  |  | Washington Center Elementary School | 9389 | 1936 W. Wallen Rd., Wallen Rd., W., 1936, Fort Wayne 46818
|  |  |  | Washington Elementary School | 9198 | 1015 W. Washington Blvd., Washington Blvd., W., 1015, Fort Wayne 46802
[7 empty] | EX600 |  | no grease trap |  |  |  |  | gal |  | in |  | No |  | 4 | Yes | 5 | Yes | 0.25 | No | ([DepOfGrease] + [DepOfSolids]) / ([DepOfGrease] + [DepOfSolids] + [DepOfWater]) | 0.25 | Yes | (([DepOfGrease] + [DepOfSolids]) / ([DepOfGrease] + [DepOfSolids] + [DepOfWater])) * 1.05
|  |  |  | Washington Township Baseball | 9380 | 1834 W. Wallen Rd., Wallen Rd., W., 1834, Fort Wayne 46818
|  |  |  | Waste Management - Truck Maintenance Facility | 18217 | 4636 Adams Ctr. Rd., Adams Ctr. Rd., 4636, Fort Wayne 46806
[7 empty] | EX100 | OUTDOOR | Located on the east side of the building in the cement in front of the office doors |  | 2022-10-28 |  | 1000 | gal |  | in |  | Yes |  | 4 | Yes | 5 | Yes | 0.25 | No | ([DepOfGrease] + [DepOfSolids]) / ([DepOfGrease] + [DepOfSolids] + [DepOfWater]) | 0.25 | Yes | (([DepOfGrease] + [DepOfSolids]) / ([DepOfGrease] + [DepOfSolids] + [DepOfWater])) * 1.05
|  |  |  | Waygu Burger Shack | 18312 | 3828 E. State Blvd. Ste. 2, Fort Wayne 46805
|  |  |  | Wayne Asian Market | 18094 | 5917 Hessen Cassel Rd., Fort Wayne 46816
|  |  |  | Wayne High School | 10241 | 9100 Winchester Rd., Winchester Rd., 9100, Fort Wayne 46819
[7 empty] | EX100 | OUTDOOR | W of building in grass, near door 12 |  |  |  | 1000 | gal |  | in |  | No |  | 4 | Yes | 5 | Yes | 0.25 | No | ([DepOfGrease] + [DepOfSolids]) / ([DepOfGrease] + [DepOfSolids] + [DepOfWater]) | 0.25 | Yes | (([DepOfGrease] + [DepOfSolids]) / ([DepOfGrease] + [DepOfSolids] + [DepOfWater])) * 1.05
|  |  |  | Wayne Pipe and Supply | 10009 | 6040 Innovation Blvd., Innovation Blvd., 6040, Fort Wayne 46818
[7 empty] | EX100 | OUTDOOR | Located on west side of building in parking stalls | Unknown |  |  |  | gal |  | in |  | No |  | 4 | Yes | 5 | Yes | 0.25 | No | ([DepOfGrease] + [DepOfSolids]) / ([DepOfGrease] + [DepOfSolids] + [DepOfWater]) | 0.25 | Yes | (([DepOfGrease] + [DepOfSolids]) / ([DepOfGrease] + [DepOfSolids] + [DepOfWater])) * 1.05
|  |  |  | Waynedale Café | 9923 | 5700 Bluffton Rd., Bluffton Rd., 5700, Fort Wayne 46819
[7 empty] | EX200 | ABOVE-FLOOR | Above the floor to the left of the 3 basin sink. |  |  |  | 30 | gpm |  | in | Weekly | No |  | 4 | Yes | 5 | Yes | 0.25 | No | ([DepOfGrease] + [DepOfSolids]) / ([DepOfGrease] + [DepOfSolids] + [DepOfWater]) | 0.25 | Yes | (([DepOfGrease] + [DepOfSolids]) / ([DepOfGrease] + [DepOfSolids] + [DepOfWater])) * 1.05
|  |  |  | Waynedale Elementary School | 10160 | 7201 Elzey St., Elzey St., 7201, Fort Wayne 46809
[7 empty] | EX600 |  | no grease trap |  |  |  |  | gal |  | in |  | No |  | 4 | Yes | 5 | Yes | 0.25 | No | ([DepOfGrease] + [DepOfSolids]) / ([DepOfGrease] + [DepOfSolids] + [DepOfWater]) | 0.25 | Yes | (([DepOfGrease] + [DepOfSolids]) / ([DepOfGrease] + [DepOfSolids] + [DepOfWater])) * 1.05
|  |  |  | Waynedale Park | 9540 | 2900 Koons St., Koons St., 2900, Fort Wayne 46802
|  |  |  | Weisser Park Community Center | 9157 | 802 Eckart St., Eckart St., 802, Fort Wayne 46806
|  |  |  | Weisser Park Elementary | 9171 | 902 Colerick St., Colerick St., 902, Fort Wayne 46806
[7 empty] | EX600 |  | no grease trap |  |  |  |  | gal |  | in |  | No |  | 4 | Yes | 5 | Yes | 0.25 | No | ([DepOfGrease] + [DepOfSolids]) / ([DepOfGrease] + [DepOfSolids] + [DepOfWater]) | 0.25 | Yes | (([DepOfGrease] + [DepOfSolids]) / ([DepOfGrease] + [DepOfSolids] + [DepOfWater])) * 1.05
|  |  |  | Wellspring Interfaith Social | 9272 | 1316 Broadway St., Broadway St., 1316, Fort Wayne 46802
|  |  |  | Wendy's | 17661 | 8909 Hwy 24, Fort Wayne 46804
|  |  |  | Wendy's | 797 | 2215 Maplecrest Rd., Maplecrest Rd., 2215, Fort Wayne 46815
[7 empty] | EX100 | OUTDOOR | Located in sidewalk on north side of building | Unknown |  |  | 1000 | gal |  | in |  | No |  | 4 | Yes | 5 | Yes | 0.25 | No | ([DepOfGrease] + [DepOfSolids]) / ([DepOfGrease] + [DepOfSolids] + [DepOfWater]) | 0.25 | Yes | (([DepOfGrease] + [DepOfSolids]) / ([DepOfGrease] + [DepOfSolids] + [DepOfWater])) * 1.05
|  |  |  | Wendy's | 9140 | 701 E. Dupont Rd., Dupont Rd., E., 701, Fort Wayne 46825
[7 empty] | EX100 | OUTDOOR | Located in sidewalk on West side of building |  | 2025-07-11 |  | 1000 | gal |  | in |  | Yes |  | 4 | Yes | 5 | Yes | 0.25 | No | ([DepOfGrease] + [DepOfSolids]) / ([DepOfGrease] + [DepOfSolids] + [DepOfWater]) | 0.25 | Yes | (([DepOfGrease] + [DepOfSolids]) / ([DepOfGrease] + [DepOfSolids] + [DepOfWater])) * 1.05
[7 empty] | EX800 | OUTDOOR | Located in sidewalk on West side of building, one access manhole | Unknown |  |  | 1000 | gal |  | in |  | No |  | 4 | Yes | 5 | Yes | 0.25 | No | ([DepOfGrease] + [DepOfSolids]) / ([DepOfGrease] + [DepOfSolids] + [DepOfWater]) | 0.25 | Yes | (([DepOfGrease] + [DepOfSolids]) / ([DepOfGrease] + [DepOfSolids] + [DepOfWater])) * 1.05
|  |  |  | Wendy's #10701 | 10198 | 7631 Southtown Crossing, Southtown Crossing, 7631, Fort Wayne 46816
[7 empty] | EX100 | OUTDOOR | Located south of the building in the landscaping behind drive-thru menu, two access manholes |  |  |  | 1000 | gal |  | in | Quarterly | No |  | 4 | Yes | 5 | Yes | 0.25 | No | ([DepOfGrease] + [DepOfSolids]) / ([DepOfGrease] + [DepOfSolids] + [DepOfWater]) | 0.25 | Yes | (([DepOfGrease] + [DepOfSolids]) / ([DepOfGrease] + [DepOfSolids] + [DepOfWater])) * 1.05
|  |  |  | Wendy's #5025 | 8221 | 10440 Maysville Rd., Maysville Rd., 10440, Fort Wayne 46835
[7 empty] | EX100 | OUTDOOR | Just Southwest of backdoor |  |  |  | 1000 | gal |  | in |  | No |  | 4 | Yes | 5 | Yes | 0.25 | No | ([DepOfGrease] + [DepOfSolids]) / ([DepOfGrease] + [DepOfSolids] + [DepOfWater]) | 0.25 | Yes | (([DepOfGrease] + [DepOfSolids]) / ([DepOfGrease] + [DepOfSolids] + [DepOfWater])) * 1.05
|  |  |  | Wendy's #512 | 854 | 1021 S. Clinton St., Clinton St., S., 1021, Fort Wayne 46802
[7 empty] | EX100 | OUTDOOR | one lid on the north side of the building in the parking lot |  |  |  | 1000 | gal |  | in |  | No |  | 4 | Yes | 5 | Yes | 0.25 | No | ([DepOfGrease] + [DepOfSolids]) / ([DepOfGrease] + [DepOfSolids] + [DepOfWater]) | 0.25 | Yes | (([DepOfGrease] + [DepOfSolids]) / ([DepOfGrease] + [DepOfSolids] + [DepOfWater])) * 1.05
|  |  |  | Wendy's #513 | 0957 | 1702 Apple Glen Blvd., Apple Glen Blvd., 1702, Fort Wayne 46804
[7 empty] | EX100 | OUTDOOR | Located on the south side of the building in drive thru | Unknown | 2012-10-10 |  | 1000 | gal |  | in |  | Yes |  | 4 | Yes | 5 | Yes | 0.25 | No | ([DepOfGrease] + [DepOfSolids]) / ([DepOfGrease] + [DepOfSolids] + [DepOfWater]) | 0.25 | Yes | (([DepOfGrease] + [DepOfSolids]) / ([DepOfGrease] + [DepOfSolids] + [DepOfWater])) * 1.05
|  |  |  | Wendy's#7587 | 9329 | 1610 Northland Blvd., Northland Blvd., 1610, Fort Wayne 46825
[7 empty] | EX160 | OUTDOOR | Located at the E side of building near back door in landscaping mulch, 3 MH openings. | Unknown |  |  | 1500 | gal |  | in | Quarterly | No | shares with lassus | 4 | Yes | 5 | Yes | 0.25 | No | ([DepOfGrease] + [DepOfSolids]) / ([DepOfGrease] + [DepOfSolids] + [DepOfWater]) | 0.25 | Yes | (([DepOfGrease] + [DepOfSolids]) / ([DepOfGrease] + [DepOfSolids] + [DepOfWater])) * 1.05
|  |  |  | West Coast Grille | 9447 | 2310 S. Calhoun St., Calhoun St., S., 2310, Fort Wayne 46807
[7 empty] | EX200 | ABOVE-FLOOR | located under 3 basin sink | Atlantic Metalworks |  |  | 20 | gpm |  | in | Monthly | No | under three basin sink | 4 | Yes | 5 | Yes | 0.25 | No | ([DepOfGrease] + [DepOfSolids]) / ([DepOfGrease] + [DepOfSolids] + [DepOfWater]) | 0.25 | Yes | (([DepOfGrease] + [DepOfSolids]) / ([DepOfGrease] + [DepOfSolids] + [DepOfWater])) * 1.05
[7 empty] | EX201 | ABOVE-FLOOR | Located under the wok stove in the main kitchen area. | Unknown |  |  | 4 | gpm |  | in |  | Yes | Just at the front of the wok stove, likely kick it when standing at stove. Hard to put the back clasps on due to its position under the stove. | 4 | Yes | 5 | Yes | 0.25 | No | ([DepOfGrease] + [DepOfSolids]) / ([DepOfGrease] + [DepOfSolids] + [DepOfWater]) | 0.25 | Yes | (([DepOfGrease] + [DepOfSolids]) / ([DepOfGrease] + [DepOfSolids] + [DepOfWater])) * 1.05
[7 empty] | EX500 | ABOVE-FLOOR | located R of 1 basin sink |  |  |  | 10 | gpm |  | in | Monthly | No |  | 4 | Yes | 5 | Yes | 0.25 | No | ([DepOfGrease] + [DepOfSolids]) / ([DepOfGrease] + [DepOfSolids] + [DepOfWater]) | 0.25 | Yes | (([DepOfGrease] + [DepOfSolids]) / ([DepOfGrease] + [DepOfSolids] + [DepOfWater])) * 1.05
|  |  |  | Wet Spoon Café | 9784 | 4206 W. Jefferson Blvd., Ste. C3, Jefferson Blvd., W., 4206, Ste. C3, Fort Wayne 46804
[7 empty] | EX200 | IN-FLOOR | in front of 3-basin | Schier Products | 2023-01-18 |  | 20 | gpm |  | in |  | No |  | 4 | Yes | 5 | Yes | 0.25 | No | ([DepOfGrease] + [DepOfSolids]) / ([DepOfGrease] + [DepOfSolids] + [DepOfWater]) | 0.25 | Yes | (([DepOfGrease] + [DepOfSolids]) / ([DepOfGrease] + [DepOfSolids] + [DepOfWater])) * 1.05
|  |  |  | What's Up Pub & Grub | 9178 | 918 Woodland Plaza Run Ste. H, Woodland Plaza Run, 918, Fort Wayne 46825
[7 empty] | EX100 | OUTDOOR | In the ground behind the back door, one access manhole, in the drive way. | Unknown |  |  | 1000 | gal |  | in | Quarterly | No | Located in back | 4 | Yes | 5 | Yes | 0.25 | No | ([DepOfGrease] + [DepOfSolids]) / ([DepOfGrease] + [DepOfSolids] + [DepOfWater]) | 0.25 | Yes | (([DepOfGrease] + [DepOfSolids]) / ([DepOfGrease] + [DepOfSolids] + [DepOfWater])) * 1.05
|  |  |  | Whispering Meadows Elementary | 9081 | 415 Mission Hill Dr., Mission Hill Dr., 415, Fort Wayne 46804
|  |  |  | Whitney Young Early Childhood Center | 9206 | 1026 E. Pontiac St., Pontiac St., E., 1026, Fort Wayne 46803
[7 empty] | EX600 |  | no grease trap |  |  |  |  | gal |  | in |  | No |  | 4 | Yes | 5 | Yes | 0.25 | No | ([DepOfGrease] + [DepOfSolids]) / ([DepOfGrease] + [DepOfSolids] + [DepOfWater]) | 0.25 | Yes | (([DepOfGrease] + [DepOfSolids]) / ([DepOfGrease] + [DepOfSolids] + [DepOfWater])) * 1.05
|  |  |  | Wild Crab | 17350 | 6282 W. Jefferson Blvd., Fort Wayne 46804
|  |  |  | Wildman Warehouse | 18213 | 6450 Innovation Blvd., Suite 101, Innovation Blvd., 6450, Fort Wayne 46818
[7 empty] | EX600 |  | No Sand Oil Separator | [6 empty] | in |  | No |  | 4 | Yes | 5 | Yes | 0.25 | No | ([DepOfGrease] + [DepOfSolids]) / ([DepOfGrease] + [DepOfSolids] + [DepOfWater]) | 0.25 | Yes | (([DepOfGrease] + [DepOfSolids]) / ([DepOfGrease] + [DepOfSolids] + [DepOfWater])) * 1.05
|  |  |  | Wildwood Racquet Club - Café Synergy | 9106 | 508 N. Hadley Rd., Hadley Rd., N., 508, Fort Wayne 46804
[7 empty] | EX200 | ABOVE-FLOOR | Kitchen Left of 3-basin |  |  |  | 20 | gpm |  | in |  | No |  | 4 | Yes | 5 | Yes | 0.25 | No | ([DepOfGrease] + [DepOfSolids]) / ([DepOfGrease] + [DepOfSolids] + [DepOfWater]) | 0.25 | Yes | (([DepOfGrease] + [DepOfSolids]) / ([DepOfGrease] + [DepOfSolids] + [DepOfWater])) * 1.05
|  |  |  | Willie's Family Restaurant | 9651 | 3434 N. Anthony Blvd., Anthony Blvd., N., 3434, Fort Wayne 46805
[7 empty] | EX200 | ABOVE-FLOOR | Located under the counter, above the floor, between the pre-wash sink the 1 compartment sink. | BK Resources |  |  | 20 | gpm |  | in | Weekly | No |  | 4 | Yes | 5 | Yes | 0.25 | No | ([DepOfGrease] + [DepOfSolids]) / ([DepOfGrease] + [DepOfSolids] + [DepOfWater]) | 0.25 | Yes | (([DepOfGrease] + [DepOfSolids]) / ([DepOfGrease] + [DepOfSolids] + [DepOfWater])) * 1.05
|  |  |  | Wine Time | 10031 | 6210 Covington Rd., Covington Rd., 6210, Fort Wayne 46804
|  |  |  | Wing Stop | 17897 | 5129 Illinois Rd. Ste. 126, Illinois Rd., 5129., Ste. 126, Fort Wayne 46804
[7 empty] | EX200 | IN-FLOOR | Located in the floor by the back door of the facility. | Schier Products | 2021-03-12 |  | 200 | gal |  | in | Monthly | No |  | 4 | Yes | 5 | Yes | 0.25 | No | ([DepOfGrease] + [DepOfSolids]) / ([DepOfGrease] + [DepOfSolids] + [DepOfWater]) | 0.25 | Yes | (([DepOfGrease] + [DepOfSolids]) / ([DepOfGrease] + [DepOfSolids] + [DepOfWater])) * 1.05
|  |  |  | Wing Stop #1572 | 17734 | 407 W. Coliseum Blvd. Ste. 111, Coliseum Blvd., W., 407., Ste. 111, Fort Wayne 46805
[7 empty] | EX100 | OUTDOOR | In-ground outdoor 2 manhole, Located south of the building in the sidewalk. |  |  |  | 1000 | gal |  | in | Quarterly | No |  | 4 | Yes | 5 | Yes | 0.25 | No | ([DepOfGrease] + [DepOfSolids]) / ([DepOfGrease] + [DepOfSolids] + [DepOfWater]) | 0.25 | Yes | (([DepOfGrease] + [DepOfSolids]) / ([DepOfGrease] + [DepOfSolids] + [DepOfWater])) * 1.05
|  |  |  | Wings Etc No. 28 | 3049 | 6247 Bluffton Rd., Bluffton Rd., 6247, Fort Wayne 46809
[7 empty] | EX100 | OUTDOOR | Outside the back of the facility |  | 2025-07-23 |  | 1000 | gal |  | in |  | Yes |  | 4 | Yes | 5 | Yes | 0.25 | No | ([DepOfGrease] + [DepOfSolids]) / ([DepOfGrease] + [DepOfSolids] + [DepOfWater]) | 0.25 | Yes | (([DepOfGrease] + [DepOfSolids]) / ([DepOfGrease] + [DepOfSolids] + [DepOfWater])) * 1.05
[7 empty] | EX800 | ABOVE-FLOOR | Located along the north kitchen wall,. | BK Resources |  |  | 10 | gpm |  | in | Weekly | No | Below three basin sink | 4 | Yes | 5 | Yes | 0.25 | No | ([DepOfGrease] + [DepOfSolids]) / ([DepOfGrease] + [DepOfSolids] + [DepOfWater]) | 0.25 | Yes | (([DepOfGrease] + [DepOfSolids]) / ([DepOfGrease] + [DepOfSolids] + [DepOfWater])) * 1.05
|  |  |  | Wings Etc. | 0332 | 497 E. Dupont Rd., Dupont Rd., E., 497, Fort Wayne 46825
[7 empty] | EX200 | IN-FLOOR | Located in kitchen floor near doorway to front | PDI |  |  | 20 | gpm |  | in |  | No |  | 4 | Yes | 5 | Yes | 0.25 | No | ([DepOfGrease] + [DepOfSolids]) / ([DepOfGrease] + [DepOfSolids] + [DepOfWater]) | 0.25 | Yes | (([DepOfGrease] + [DepOfSolids]) / ([DepOfGrease] + [DepOfSolids] + [DepOfWater])) * 1.05
[7 empty] | EX201 | IN-FLOOR | Located in kitchen floor on East side of kitchen under rolling cart | PDI |  |  | 20 | gpm |  | in |  | No |  | 4 | Yes | 5 | Yes | 0.25 | No | ([DepOfGrease] + [DepOfSolids]) / ([DepOfGrease] + [DepOfSolids] + [DepOfWater]) | 0.25 | Yes | (([DepOfGrease] + [DepOfSolids]) / ([DepOfGrease] + [DepOfSolids] + [DepOfWater])) * 1.05
|  |  |  | Wings Etc. | 10265 | 10134 Maysville Rd., Maysville Rd., 10134, Fort Wayne 46835
[7 empty] | EX100 | OUTDOOR | South side of the building, diagonal from the back employee entrance. In the concrete slab. | Unknown | 2021-10-06 |  | 1000 | gal |  | in | Quarterly | Yes |  | 4 | Yes | 5 | Yes | 0.25 | No | ([DepOfGrease] + [DepOfSolids]) / ([DepOfGrease] + [DepOfSolids] + [DepOfWater]) | 0.25 | Yes | (([DepOfGrease] + [DepOfSolids]) / ([DepOfGrease] + [DepOfSolids] + [DepOfWater])) * 1.05
|  |  |  | Wings Etc. | 18245 | 8388 Illinois Rd., Fort Wayne 46804
|  |  |  | Wings of Deliverance - Temporairly Housing The Boys & Girls Club of Fort Wayne | 17571 | 2502 Fairfield Ave., Fairfield Ave., 2502, Fort Wayne 46807
[7 empty] | EX200 | ABOVE-FLOOR | Located left of the 3 compartment sink, above the floor, old cast iron model. | Unknown |  |  | 20 | gpm |  | in | Every 2 Weeks | No |  | 4 | Yes | 5 | Yes | 0.25 | No | ([DepOfGrease] + [DepOfSolids]) / ([DepOfGrease] + [DepOfSolids] + [DepOfWater]) | 0.25 | Yes | (([DepOfGrease] + [DepOfSolids]) / ([DepOfGrease] + [DepOfSolids] + [DepOfWater])) * 1.05
|  |  |  | Wood Farms | 17739 | 11402 Indianapolis Rd., Fort Wayne 46809
[7 empty] | EX200 | ABOVE-FLOOR | SW corner of the basement | Zurn Industries, LLC |  |  | 7 | gpm |  | in | Weekly | No |  | 4 | Yes | 5 | Yes | 0.25 | No | ([DepOfGrease] + [DepOfSolids]) / ([DepOfGrease] + [DepOfSolids] + [DepOfWater]) | 0.25 | Yes | (([DepOfGrease] + [DepOfSolids]) / ([DepOfGrease] + [DepOfSolids] + [DepOfWater])) * 1.05
|  |  |  | Woodbridge Apartments | 6362 | 5710 River Run Trl., River Run Trl., 5601, Fort Wayne 46825
|  |  |  | Woodside Middle School | 9448 | 2310 W. Hamilton Rd. S., Hamilton Rd. S., W., 2310, Fort Wayne 46814
|  |  |  | WoodSpring Suites | 9532 | 2850 Dupont Commerce Ct., Dupont Commerce Ct., 2850, Fort Wayne 46825
|  |  |  | Wrigley Field Bar and Grill | 5766 | 6527 E. State Blvd., State Blvd., E., 6527, Fort Wayne 46815
[7 empty] | EX200 | ABOVE-FLOOR | Located in kitchen left of 3-basin sink |  | 2023-09-08 |  | 25 | gpm |  | in |  | No |  | 4 | Yes | 5 | Yes | 0.25 | No | ([DepOfGrease] + [DepOfSolids]) / ([DepOfGrease] + [DepOfSolids] + [DepOfWater]) | 0.25 | Yes | (([DepOfGrease] + [DepOfSolids]) / ([DepOfGrease] + [DepOfSolids] + [DepOfWater])) * 1.05
|  |  |  | Wu's Fine Chinese Cuisine | 4206 | 4411 Coldwater Rd., Coldwater Rd., 4411, Fort Wayne 46825
[7 empty] | EX100 | OUTDOOR | Located on the east side of the building in the parking stall to the right of the front door. | Unknown | 2011-05-31 |  | 1000 | gal |  | in |  | Yes |  | 4 | Yes | 5 | Yes | 0.25 | No | ([DepOfGrease] + [DepOfSolids]) / ([DepOfGrease] + [DepOfSolids] + [DepOfWater]) | 0.25 | Yes | (([DepOfGrease] + [DepOfSolids]) / ([DepOfGrease] + [DepOfSolids] + [DepOfWater])) * 1.05
|  |  |  | Wyndham Garden | 17591 | 5750 Challenger Pkwy., Challenger Pkwy., 5750, Fort Wayne 46818
[7 empty] | EX200 | IN-FLOOR | In floor in kitchen. |  | 2018-03-25 |  | 10 | gpm |  | in | Every 2 Weeks | No |  | 4 | Yes | 5 | Yes | 0.25 | No | ([DepOfGrease] + [DepOfSolids]) / ([DepOfGrease] + [DepOfSolids] + [DepOfWater]) | 0.25 | Yes | (([DepOfGrease] + [DepOfSolids]) / ([DepOfGrease] + [DepOfSolids] + [DepOfWater])) * 1.05
|  |  |  | Yaboy Fish and Chicken | 9796 | 4304 S. Anthony Blvd., Anthony Blvd., S., 4304, Fort Wayne 46806
[7 empty] | EX200 | ABOVE-FLOOR | Above Floor along the East wall to the left of the 3 basin sink. |  |  |  | 20 | gpm |  | in | Weekly | No |  | 4 | Yes | 5 | Yes | 0.25 | No | ([DepOfGrease] + [DepOfSolids]) / ([DepOfGrease] + [DepOfSolids] + [DepOfWater]) | 0.25 | Yes | (([DepOfGrease] + [DepOfSolids]) / ([DepOfGrease] + [DepOfSolids] + [DepOfWater])) * 1.05
|  |  |  | Yahala Café | 3072 | 6536 E. State Blvd., Fort Wayne 46815
[7 empty] | EX200 | ABOVE-FLOOR | Located next to pre-wash sink and dishwasher | Unknown |  |  | 20 | gpm |  | in |  | No | Receives prewash sink and low-temp. dishwasher | 4 | Yes | 5 | Yes | 0.25 | No | ([DepOfGrease] + [DepOfSolids]) / ([DepOfGrease] + [DepOfSolids] + [DepOfWater]) | 0.25 | Yes | (([DepOfGrease] + [DepOfSolids]) / ([DepOfGrease] + [DepOfSolids] + [DepOfWater])) * 1.05
[7 empty] | EX201 | ABOVE-FLOOR | Located under 3-basin sink | Unknown |  |  |  | gal |  | in |  | No | Receives 3-basin sink | 4 | Yes | 5 | Yes | 0.25 | No | ([DepOfGrease] + [DepOfSolids]) / ([DepOfGrease] + [DepOfSolids] + [DepOfWater]) | 0.25 | Yes | (([DepOfGrease] + [DepOfSolids]) / ([DepOfGrease] + [DepOfSolids] + [DepOfWater])) * 1.05
[7 empty] | EX500 | IN-FLOOR | Located under 3-basin sink | Unknown |  |  |  | gal |  | in |  | No | No longer exists | 4 | Yes | 5 | Yes | 0.25 | No | ([DepOfGrease] + [DepOfSolids]) / ([DepOfGrease] + [DepOfSolids] + [DepOfWater]) | 0.25 | Yes | (([DepOfGrease] + [DepOfSolids]) / ([DepOfGrease] + [DepOfSolids] + [DepOfWater])) * 1.05
[7 empty] | EX501 | IN-FLOOR | Located under dish sink | Unknown |  |  |  | gal |  | in |  | No | No longer exists | 4 | Yes | 5 | Yes | 0.25 | No | ([DepOfGrease] + [DepOfSolids]) / ([DepOfGrease] + [DepOfSolids] + [DepOfWater]) | 0.25 | Yes | (([DepOfGrease] + [DepOfSolids]) / ([DepOfGrease] + [DepOfSolids] + [DepOfWater])) * 1.05
|  |  |  | Yats Cajun Creole | 17931 | 4210 W. Jefferson Blvd. Unit B7, Fort Wayne 46804
[7 empty] | EX200 | IN-FLOOR | In front of the 3-basin in the back kitchen | Schier Products | 2023-03-17 |  | 50 | gpm |  | in |  | No |  | 4 | Yes | 5 | Yes | 0.25 | No | ([DepOfGrease] + [DepOfSolids]) / ([DepOfGrease] + [DepOfSolids] + [DepOfWater]) | 0.25 | Yes | (([DepOfGrease] + [DepOfSolids]) / ([DepOfGrease] + [DepOfSolids] + [DepOfWater])) * 1.05
|  |  |  | Yen Ching | 10078 | 6410 W. Jefferson Blvd. Ste. G11A, Jefferson Blvd., W., 6410, Fort Wayne 46804
|  |  |  | Yeoman Service Center | 17431 | 540 E. Pettit Ave., Pettit Ave. E., 540, Fort Wayne 46806
[7 empty] | EX311 | OUTDOOR | In ground 1000 gallon |  | 2016-02-01 |  | 1000 | gal |  | in |  | No |  | 4 | Yes | 5 | Yes | 0.25 | No | ([DepOfGrease] + [DepOfSolids]) / ([DepOfGrease] + [DepOfSolids] + [DepOfWater]) | 0.25 | Yes | (([DepOfGrease] + [DepOfSolids]) / ([DepOfGrease] + [DepOfSolids] + [DepOfWater])) * 1.05
|  |  |  | YMCA | 7743 | 10001 Dawsons Creek Blvd., Dawsons Creek Blvd., 10001, Fort Wayne 46825
|  |  |  | YMCA | 9457 | 2323 Bowser Ave., Bowser Ave., 2323, Fort Wayne 46803
|  |  |  | YMCA - The Jackson R. Lehman Family | 17516 | 5680 YMCA Park Dr, YMCA Park, Dr., 5680, Fort Wayne 46835
[7 empty] | EX200 | ABOVE-FLOOR | Under 3-compartment sink to the left | Zurn Industries, LLC |  |  | 10 | gpm |  | in | Every 2 Weeks | No |  | 4 | Yes | 5 | Yes | 0.25 | No | ([DepOfGrease] + [DepOfSolids]) / ([DepOfGrease] + [DepOfSolids] + [DepOfWater]) | 0.25 | Yes | (([DepOfGrease] + [DepOfSolids]) / ([DepOfGrease] + [DepOfSolids] + [DepOfWater])) * 1.05
|  |  |  | Yum Thai | 1055 | 6420 E. State Blvd., State Blvd., E., 6420, Fort Wayne 46815
[7 empty] | EX200 | IN-FLOOR | Located beneath the 3-compartment sink, in the floor | Schier Products | 2017-05-01 |  | 25 | gpm |  | in | Every 2 Weeks | Yes |  | 4 | Yes | 5 | Yes | 0.25 | No | ([DepOfGrease] + [DepOfSolids]) / ([DepOfGrease] + [DepOfSolids] + [DepOfWater]) | 0.25 | Yes | (([DepOfGrease] + [DepOfSolids]) / ([DepOfGrease] + [DepOfSolids] + [DepOfWater])) * 1.05
|  |  |  | Yummy Bowl | 18201 | 543 E. Coliseum Blvd., Fort Wayne 46825
[7 empty] | EX100 | OUTDOOR | North side of the bldg. |  | 2025-01-02 |  | 1000 | gal |  | in |  | Yes |  | 4 | Yes | 5 | Yes | 0.25 | No | ([DepOfGrease] + [DepOfSolids]) / ([DepOfGrease] + [DepOfSolids] + [DepOfWater]) | 0.25 | Yes | (([DepOfGrease] + [DepOfSolids]) / ([DepOfGrease] + [DepOfSolids] + [DepOfWater])) * 1.05
|  |  |  | Yummy Thai Restaurant | 17426 | 2823 E State Blvd, Fort Wayne 46805
[7 empty] | EX200 | ABOVE-FLOOR | next to the three basin sink |  |  |  | 22 | gpm |  | in |  | No |  | 4 | Yes | 5 | Yes | 0.25 | No | ([DepOfGrease] + [DepOfSolids]) / ([DepOfGrease] + [DepOfSolids] + [DepOfWater]) | 0.25 | Yes | (([DepOfGrease] + [DepOfSolids]) / ([DepOfGrease] + [DepOfSolids] + [DepOfWater])) * 1.05
|  |  |  | YWCA/Gratitude Catering | 9269 | 1313 W. Washington Ctr. Rd., Washington Ctr. Rd., W., 1313, Fort Wayne 46825
[7 empty] | EX100 | OUTDOOR | South side of the facility south east of the west wing |  | 2025-10-30 |  | 1000 | gal |  | in |  | Yes |  | 4 | Yes | 5 | Yes | 0.25 | No | ([DepOfGrease] + [DepOfSolids]) / ([DepOfGrease] + [DepOfSolids] + [DepOfWater]) | 0.25 | Yes | (([DepOfGrease] + [DepOfSolids]) / ([DepOfGrease] + [DepOfSolids] + [DepOfWater])) * 1.05
|  |  |  | Zam Zam Halal Grocery | 17360 | 4903 Lafayette St, Lafayette St., 4903, Fort Wayne 46806
[7 empty] | EX600 | [6 empty] | gal |  | in |  | No |  | 4 | Yes | 5 | Yes | 0.25 | No | ([DepOfGrease] + [DepOfSolids]) / ([DepOfGrease] + [DepOfSolids] + [DepOfWater]) | 0.25 | Yes | (([DepOfGrease] + [DepOfSolids]) / ([DepOfGrease] + [DepOfSolids] + [DepOfWater])) * 1.05
|  |  |  | Zeigler Subaru | 1224 | 502 W. Coliseum Blvd., 502, W., Coliseum, Fort Wayne 46808
[7 empty] | EX311 | OUTDOOR | Oil Separator is located on the west side of the building in the landscape, jest north of an overhead door |  | 2014-09-17 |  |  | gal |  | in |  | Yes |  | 4 | Yes | 5 | Yes | 0.25 | No | ([DepOfGrease] + [DepOfSolids]) / ([DepOfGrease] + [DepOfSolids] + [DepOfWater]) | 0.25 | Yes | (([DepOfGrease] + [DepOfSolids]) / ([DepOfGrease] + [DepOfSolids] + [DepOfWater])) * 1.05
[7 empty] | EX500 |  | No longer in use - Remodeled. Oil water separator is located on the very northwest corner of the building outside the garage bay. |  |  | 2014-09-17 |  | gal |  | in |  | No | When remodeled on 2014 oil separator was moved to the east. | 4 | Yes | 5 | Yes | 0.25 | No | ([DepOfGrease] + [DepOfSolids]) / ([DepOfGrease] + [DepOfSolids] + [DepOfWater]) | 0.25 | Yes | (([DepOfGrease] + [DepOfSolids]) / ([DepOfGrease] + [DepOfSolids] + [DepOfWater])) * 1.05
|  |  |  | Zesto Ice Cream | 10034 | 6218 St. Joe Ctr. Rd., St. Joe Ctr. Rd., 6218, Fort Wayne 46835
|  |  |  | Zesto Ice Cream | 7904 | 210 E. Washington Ctr. Rd., Washington Ctr. Rd., E., 210, Fort Wayne 46825
[7 empty] | EX600 |  | No Grease trap on site |  |  |  |  | gal |  | in |  | No | needs installed before 2024 season | 4 | Yes | 5 | Yes | 0.25 | No | ([DepOfGrease] + [DepOfSolids]) / ([DepOfGrease] + [DepOfSolids] + [DepOfWater]) | 0.25 | Yes | (([DepOfGrease] + [DepOfSolids]) / ([DepOfGrease] + [DepOfSolids] + [DepOfWater])) * 1.05
|  |  |  | Zesto Ice Cream | 9439 | 2225 Broadway, Broadway, 2225, Fort Wayne 46802
[7 empty] | EX600 | [8 empty] | in |  | No |  | 4 | Yes | 5 | Yes | 0.25 | No | ([DepOfGrease] + [DepOfSolids]) / ([DepOfGrease] + [DepOfSolids] + [DepOfWater]) | 0.25 | Yes | (([DepOfGrease] + [DepOfSolids]) / ([DepOfGrease] + [DepOfSolids] + [DepOfWater])) * 1.05
|  |  |  | Zheng's Golden China | 9962 | 5820 Challenger Pkwy., Challenger Pkwy., 5820, Fort Wayne 46818
[7 empty] | EX200 | ABOVE-FLOOR | under wok stove | Zurn |  |  | 15 | gpm |  | in | Monthly | No | GT services the wok stove | 4 | Yes | 5 | Yes | 0.25 | No | ([DepOfGrease] + [DepOfSolids]) / ([DepOfGrease] + [DepOfSolids] + [DepOfWater]) | 0.25 | Yes | (([DepOfGrease] + [DepOfSolids]) / ([DepOfGrease] + [DepOfSolids] + [DepOfWater])) * 1.05
[7 empty] | EX201 | IN-FLOOR | located In utility closet NW corner of cooking kitchen |  |  |  | 20 | gpm |  | in | Monthly | No | GT services the 2 basin sink acting as the 3 basin sink wash + rinse section | 4 | Yes | 5 | Yes | 0.25 | No | ([DepOfGrease] + [DepOfSolids]) / ([DepOfGrease] + [DepOfSolids] + [DepOfWater]) | 0.25 | Yes | (([DepOfGrease] + [DepOfSolids]) / ([DepOfGrease] + [DepOfSolids] + [DepOfWater])) * 1.05
[7 empty] | EX202 | ABOVE-FLOOR | located in NE kitchen |  |  |  | 15 | gpm |  | in | Monthly | No | This gt services the pre-wash sink on the E kitchen wall. | 4 | Yes | 5 | Yes | 0.25 | No | ([DepOfGrease] + [DepOfSolids]) / ([DepOfGrease] + [DepOfSolids] + [DepOfWater]) | 0.25 | Yes | (([DepOfGrease] + [DepOfSolids]) / ([DepOfGrease] + [DepOfSolids] + [DepOfWater])) * 1.05
|  |  |  | Ziano's | 9973 | 5907 Covington Rd., Covington Rd., 5907, Fort Wayne 46804
|  |  |  | Ziano's Italian Eatery | 0085 | 702 E. Dupont Rd., Dupont Rd., E., 702, Fort Wayne 46825
[7 empty] | EX200 | ABOVE-FLOOR | Right side of 3 basin sink. |  |  |  | 20 | gpm |  | in |  | No |  | 4 | Yes | 5 | Yes | 0.25 | No | ([DepOfGrease] + [DepOfSolids]) / ([DepOfGrease] + [DepOfSolids] + [DepOfWater]) | 0.25 | Yes | (([DepOfGrease] + [DepOfSolids]) / ([DepOfGrease] + [DepOfSolids] + [DepOfWater])) * 1.05
[7 empty] | EX201 | ABOVE-FLOOR | Above the floor beneath the pre-wash sink |  |  |  | 20 | gpm |  | in | Weekly | Yes |  | 4 | Yes | 5 | Yes | 0.25 | No | ([DepOfGrease] + [DepOfSolids]) / ([DepOfGrease] + [DepOfSolids] + [DepOfWater]) | 0.25 | Yes | (([DepOfGrease] + [DepOfSolids]) / ([DepOfGrease] + [DepOfSolids] + [DepOfWater])) * 1.05
|  |  |  | Ziano's Italian Eatery | 10312 | 10520 Maysville Rd., Maysville Rd., 10520, Fort Wayne 46835
[7 empty] | EX100 | OUTDOOR | Southeast side of Building in parking stall |  |  |  | 1000 | gal |  | in |  | No |  | 4 | Yes | 5 | Yes | 0.25 | No | ([DepOfGrease] + [DepOfSolids]) / ([DepOfGrease] + [DepOfSolids] + [DepOfWater]) | 0.25 | Yes | (([DepOfGrease] + [DepOfSolids]) / ([DepOfGrease] + [DepOfSolids] + [DepOfWater])) * 1.05
|  |  |  | Ziffle's Rib Bar | 4609 | 6340 E. State Blvd., State Blvd., E., 6340, Fort Wayne 46815
[7 empty] | EX200 | ABOVE-FLOOR | Located in kitchen under sink | Canplas |  |  | 20 | gpm |  | in | Every 2 Weeks | No | Black/Cream Grease | 4 | Yes | 5 | Yes | 0.25 | No | ([DepOfGrease] + [DepOfSolids]) / ([DepOfGrease] + [DepOfSolids] + [DepOfWater]) | 0.25 | Yes | (([DepOfGrease] + [DepOfSolids]) / ([DepOfGrease] + [DepOfSolids] + [DepOfWater])) * 1.05
|  |  |  | Zimmerman Septic | 1294 | 8828 Notestine, Fort Wayne 46835
|  |  |  | Zimmerman Septic | HLR-102 | 15530 Coldwater Rd., Fort Wayne 46815
|  |  |  | Zion | 17925 | 2312 S. Calhoun St., Fort Wayne 46807
|  |  |  | Zion Lutheran Academy | 9449 | 2313 S. Hanna St., Hanna St., S., 2313, Fort Wayne 46803
[7 empty] | EX100 | OUTDOOR |  |  | 2016-06-01 |  | 1000 | gal |  | in | Weekly | No |  | 4 | Yes | 5 | Yes | 0.25 | No | ([DepOfGrease] + [DepOfSolids]) / ([DepOfGrease] + [DepOfSolids] + [DepOfWater]) | 0.25 | Yes | (([DepOfGrease] + [DepOfSolids]) / ([DepOfGrease] + [DepOfSolids] + [DepOfWater])) * 1.05
|  |  |  | Zurcher Tire Warehouse | 18212 | 3414 Hillegas Rd., Hillegas Rd., 3414, Fort Wayne 46808
[7 empty] | EX600 |  | No oil sand separator | [6 empty] | in |  | No |  | 4 | Yes | 5 | Yes | 0.25 | No | ([DepOfGrease] + [DepOfSolids]) / ([DepOfGrease] + [DepOfSolids] + [DepOfWater]) | 0.25 | Yes | (([DepOfGrease] + [DepOfSolids]) / ([DepOfGrease] + [DepOfSolids] + [DepOfWater])) * 1.05